{"text_format":"1","workbook":"xlsx","n_sheets":14,"sheets":["Gen Info","Format","Roof Bay Analysis","Ponding Instructions","Ponding Analysis","Ponding Load Results","K Joists","K No X","LH Joists","LH No X","DLH Joists","Bridging","20-50 Girders","55-120 Girders"],"not_rendered":{"charts":0,"images":8,"macros":1,"external_links":0,"defined_names":7,"comments":2,"pivot_tables":0},"unopened":[],"bounds":{"document_bytes":16777216,"sheet_cells":100000,"rows_first":2000,"rows_last":500,"rows_between":2000,"halvings":0,"cell_chars":16384,"cell_head_chars":4096},"cells_cut":0,"cells_raw":0,"read":"whole","date_system":"1900"}

{"sheet":"Gen Info","index":0,"n_rows":62,"n_cols":3,"rows_kept":62,"cut":false,"hidden":false,"merged":[]}
[null,"ROOF FRAMING ANALYSIS"]
[null,"Steel Joist Institute"]
[null,"234 W. Cheves Street"]
[null,"Florence, SC  29501"]
[null,"www.steeljoist.org"]
[null,"Copyright © 2018"]
[]
[null,"Purpose:"]
[null,"This workbook provides a design aid for estimating purposes for the selection of roof framing."]
[]
[null,"The design worksheets in this workbook are arranged such that \"USER\" input is as shown below."]
[null,"Input","Input values are in boxed cells with highlighted light yellow background."]
[]
[null,"The \"USER\" must be familiar with the analysis and design procedures of the SJI Specification "]
[null,"and the SDI Specification."]
[]
[]
[null,"ANSI/SJI100-15"]
[null,"STANDARD SPECIFICATION FOR K-SERIES, LH-SERIES, AND DLH-SERIES OPEN WEB STEEL JOISTS "]
[null,"   AND FOR JOIST GIRDERS"]
[]
[null,103.1,"Design Basis"]
[null,103.2,"Design Using Load and Resistance Factor Design (LRFD)"]
[null,null,"Joists and Joist Girders shall have their components so proportioned that the required stresses, "]
[null,null,"fu, shall not exceed ФFn"]
[null,103.2,"Design Using Allowable Strength Design (ASD)"]
[null,null,"Joists and Joist Girders shall have their components so proportioned that the required stresses, "]
[null,null,"fa, shall not exceed Fn / Ω"]
[]
[]
["Notes:"]
["1.","Governing code is IBC 2012"]
["2.","Bay sizes are limited to Joist and Joist Girder Load Tables"]
["3.","Deck size selected by minimum weight and deflection limits, from SDI Tables"]
["4.","Deck deflection is based on minimum of Ip or In, per direction of SDI"]
["5.","SDI minimum bearing lengths assumed"]
["6.","Joist size selected by minimum weight and deflection limits from SJI Load Tables"]
["7.","Actual joist span rounded up to next available span in SJI Load Tables"]
["8.","DLH joist data is limited to spans greater than the \"safe load\" spans in SJI Load Tables"]
["9.","Joist Girder depth selected by minimum weight and deflection limits, from SJI Joist Girder Weight Tables"]
["10.","Joist Girder seat depth is not included"]
["11.","Actual Joist Girder span rounded up to next available span in Weight Tables"]
["12.","Actual number of joist spaces rounded up to next available number of joist spaces in Weight Tables"]
["13.","Joist and Joist Girder design is based on a 50 ksi yield stress"]
["14.","Sample bridging sizes limit joist spacing to maximum of 19'-6\""]
["15.","Cost data is the responsibility of the user"]
["16.","User must check if FM Global requirements exist"]
["17.","Maximum roof slope is 1/2 inch per foot"]
["18.","Columns are not included"]
["19.","Standing seam roofs are not included"]
["20.","Uplift loading is not considered"]
["21.","A red triangle in the upper right corner of a cell indicates that a comment is present"]
[]
[]
["References:"]
["1.","SJI 43rd Edition, Standard Specifications - Load Tables and Weight Tables"]
[null,"For Steel Joists and Joist Girders, Copyright 2007 by Steel Joist Institute"]
["2.","Vulcraft Steel Joists & Joists Girders, Copyright 2013 by Vulcraft"]
["3.","First Edition, Standard Specifications For Composite Steel Joists, Weight Tables"]
[null,"and Bridging Tables, Code of Standard Practice, Copyright 2007 by Steel Joist Institute"]
["4.","First Edition Roof Deck Design Manual - No. RDDM, Copyright 2013 by Steel Deck Institute"]
["5.","First Edition Floor Deck Design Manual - No. FDDM, Copyright 2014 by Steel Deck Institute"]

{"sheet":"Format","index":1,"n_rows":2,"n_cols":1,"rows_kept":2,"cut":false,"hidden":false,"merged":[[17,9,17,11],[27,9,27,11],[1,0,4,7]]}
[]
["Sheet formatting is based on the margin settings shown in the screenshot below. Changing margin settings, document scaling, print area, page break location, or output device will affect the layout of the output. To avoid any problems, print or save the document as a PDF first, then print a paper copy if desired."]

{"sheet":"Roof Bay Analysis","index":2,"n_rows":245,"n_cols":42,"rows_kept":245,"cut":false,"hidden":false,"merged":[[150,1,150,2],[110,5,111,5],[155,1,155,2],[156,1,156,2],[135,1,135,2],[136,1,136,2],[137,1,137,2],[139,1,139,2],[140,1,140,2],[141,1,141,2],[154,1,154,2],[151,1,151,2],[152,1,152,2],[146,1,146,2],[147,1,147,2],[153,1,153,2],[149,1,149,2],[117,3,117,4],[117,7,117,8],[117,5,117,6],[122,8,123,10],[124,8,126,10],[123,4,123,6],[133,1,133,2],[134,1,134,2],[117,1,117,2],[145,1,145,2],[148,1,148,2],[138,1,138,2],[131,1,131,2],[132,1,132,2],[130,1,130,2],[0,1,0,10],[1,1,1,10],[3,3,3,10],[4,3,4,10],[5,3,5,6],[5,8,5,10],[26,23,27,25],[110,1,110,2],[66,23,66,26],[92,3,92,4],[92,5,92,6],[92,1,92,2],[107,1,107,2],[89,1,89,3],[110,3,111,3],[110,4,111,4],[108,1,108,2],[109,1,109,2],[31,23,31,28],[123,1,124,1],[112,1,112,2],[113,1,113,2],[111,1,111,2],[30,23,30,34],[43,28,43,29],[31,29,31,34]]}
[null,"Roof Bay Analysis "]
[null,"(SJI Load Tables / SDI Specification)    Copyright © 2018"]
[]
[null,"Project Name:",null,"xyz"]
[null,"Project Number:",null,"2015xyz"]
[null,"Engineer:",null,"XYZ",null,null,null,"Date:",{"$f":"TODAY()","v":"2018-01-18"}]
[]
[null,"Design Methodology",null,"ASD"," ('LRFD' - Load and Resistance Factor Design, 'ASD' - Allowable Strength Design)"]
[]
[null,"TYPICAL INTERIOR BAY LAYOUT"]
[null,"Bay Width / Joist Span",null,null,30," ft."]
[null,"Bay Length / Joist Girder (JG) Span",null,null,50," ft."]
[]
[]
[]
[]
[]
[]
[]
[]
[]
[]
[]
[null,null,null,null,null,null,null,null,null,null,null,null,null,null,null,null,null,null,null,null,null,null,null,null,null,null,null,null,null,null,null,null,null,null,null,null,"Maximum Joist Depth",null,"Maximum JG Depth",null,null,"Joists"]
[null,null,null,null,null,null,null,null,null,null,null,null,null,null,null,null,null,null,null,null,null,null,null,null,null,null,null,null,null,null,null,null,null,null,null,null,{"$f":"ROUNDUP(12*$E$11/12,0)","v":30},{"$f":"VLOOKUP(AK25,AK29:AL144,2)","v":30},{"$f":"IF(E12<28,ROUNDUP(12*E12/9,0),ROUNDUP(12*E12/10,0))","v":60},{"$f":"VLOOKUP(AM25,AM34:AN144,2)","v":60},null,"10K 1"]
[null,null,null,null,null,null,null,null,null,null,null,null,null,null,null,null,null,null,null,null,null,null,null,null,null,null,null,null,null,null,null,null,null,null,null,null,null,null,null,null,null,"12K 1"]
[null,null,null,null,null,null,null,null,null,null,null,null,null,null,null,null,null,null,null,null,null,null,null,"Calculations",null,null,null,null,null,null,null,null,null,null,null,null,"Minimum Joist Depth",null,"Minimum JG Depth",null,null,"12K 3"]
[null,null,null,null,null,null,null,null,null,null,null,null,null,null,null,null,null,null,null,null,null,null,null,null,null,null,null,null,null,null,null,null,null,null,null,null,{"$f":"ROUNDUP(12*$E$11/24,0)","v":15},{"$f":"VLOOKUP(AK28,AK29:AL144,2)","v":16},{"$f":"ROUNDUP(12*$E$12/24,0)","v":25},{"$f":"VLOOKUP(AM28,AM34:AN144,2)","v":28},null,"12K 5"]
[null,null,null,null,null,null,null,null,null,null,null,null,null,null,null,null,null,null,null,null,null,null,null,null,null,null,null,null,null,null,null,null,null,null,null,null,5,10,null,null,null,"14K 1"]
[null,"ROOF NOMINAL LOADS",null,null,null,null,null,null,null,null,null,null,null,null,null,null,null,null,null,null,null,null,null,null,null,null,null,null,null,null,null,null,null,null,null,null,6,10,null,null,null,"14K 3"]
[null,"Dead Load, D",null,null,null,null,null,null,null,null,null,null,null,null,null,null,null,null,null,null,null,null,null,"IBC 2012",null,null,null,null,null,null,null,null,null,null,null,null,7,10,null,null,null,"14K 4"]
[null,"Roofing Material",null,5," psf","Live Load",null,"Lr",20," psf",null,null,null,null,null,null,null,null,null,null,null,null,null,"LRFD LOAD COMBINATIONS",null,null,null,null,null,"ASD LOAD COMBINATIONS",null,null,null,null,null,null,8,10,null,null,null,"14K 6"]
[null,"Deck",null,1.78," psf","Live Load Reduction (Per Code)",null,null,"Y"," (Y or N)",null,null,null,null,null,null,null,null,null,null,null,null,null,null,null,null,"Deck Load","Joist Load","Girder Load",null,null,null,"Deck Load","Joist Load","Girder Load",null,9,10,null,null,null,"16K 2"]
[null,"Joists & Bridging",null,1.202," psf","Snow Load *",null,"S",5," psf",null,null,null,null,null,null,null,null,null,null,null,null,null,null,null,null,"psf","psf","psf",null,null,null,"psf","psf","psf",null,10,10,10,20,null,"16K 3"]
[null,"Joist Girders (JG)",null,0.83333333333333337," psf","Wind Downward Load",null,"W",0," psf",null,null,null,null,null,null,null,null,null,null,null,null,null,1,"1.4D",null,{"$f":"1.4*SUM($D$32:$D$33)","v":9.4919999999999991},{"$f":"1.4*SUM($D$32:$D$34,$D$36)","v":13.974799999999998},{"$f":"1.4*SUM($D$32:$D$36)","v":15.141466666666666},"3a","D + Lr",null,{"$f":"$D$32+$D$33+$I$32","v":26.78},{"$f":"$D$32+$D$33+$D$34+$D$36+IF(I33=\"Y\",Z64*$I$32,I32)","v":29.981999999999999},{"$f":"$D$32+$D$33+$D$34+$D$35+$D$36+IF(I33=\"Y\",AA64*$I$32,I32)","v":22.815333333333335},null,11,12,11,20,null,"16K 4"]
[null,"Collateral",null,2," psf","* Or \"Rain on Snow\" Load",null,null,null,null,null,null,null,null,null,null,null,null,null,null,null,null,null,"2a","1.2D +0.5Lr",null,{"$f":"1.2*SUM($D$32:$D$33)+0.5*$I$32","v":18.135999999999999},{"$f":"1.2*SUM($D$32:$D$34,$D$36)+IF(I33=\"Y\",0.5*Z64*$I$32,0.5*I32)","v":21.978400000000001},{"$f":"1.2*SUM($D$32:$D$36)+IF(I33=\"Y\",0.5*AA64*$I$32,0.5*I32)","v":18.978400000000001},"3b","D + S",null,{"$f":"$D$32+$D$33+$I$34","v":11.780000000000001},{"$f":"$D$32+$D$33+$D$34+$D$36+$I$34","v":14.981999999999999},{"$f":"$D$32+$D$33+$D$34+$D$35+$D$36+$I$34","v":15.815333333333333},null,12,12,12,20,null,"16K 5"]
[null,null,null,null,null,null,null,null,null,null,null,null,null,null,null,null,null,null,null,null,null,null,null,"2b","1.2D + 0.5S",null,{"$f":"1.2*SUM($D$32:$D$33)+0.5*$I$34","v":10.635999999999999},{"$f":"1.2*SUM($D$32:$D$34,$D$36)+0.5*$I$34","v":14.478399999999999},{"$f":"1.2*SUM($D$32:$D$36)+0.5*$I$34","v":15.478399999999999},5,"D + 0.6W",null,{"$f":"$D$32+$D$33+0.6*$I$35","v":6.78},{"$f":"$D$32+$D$33+$D$34+$D$36+0.6*$I$35","v":9.9819999999999993},{"$f":"$D$32+$D$33+$D$34+$D$35+$D$36+0.6*$I$35","v":10.815333333333333},null,13,14,13,20,null,"16K 6"]
[null,"ROOF DECK PROFILE, GAGE & JOIST SPACES",null,null,null,null,null,null,null,null,null,null,null,null,null,null,null,null,null,null,null,null,null,"3a","1.2D + 1.6Lr + 0.5W",null,{"$f":"1.2*SUM($D$32:$D$33)+1.6*$I$32+0.5*$I$35","v":40.135999999999996},{"$f":"1.2*SUM($D$32:$D$34,$D$36)+IF(I33=\"Y\",1.6*Z64*$I$32+0.5*$I$35,1.6*$I$32+0.5*$I$35)","v":43.978400000000001},{"$f":"1.2*SUM($D$32:$D$36)+IF(I33=\"Y\",1.6*AA64*$I$32,1.6*I32)+0.5*$I$35","v":32.178399999999996},"6a","D + 0.75(0.6)W + 0.75Lr",null,{"$f":"$D$32+$D$33+0.75*0.6*$I$35+0.75*$I$32","v":21.78},{"$f":"$D$32+$D$33+$D$34+$D$36+0.75*0.6*$I$35+IF(I33=\"Y\",0.75*Z64*$I$32,0.75*I32)","v":24.981999999999999},{"$f":"$D$32+$D$33+$D$34+$D$35+$D$36+0.75*0.6*$I$35+IF(I33=\"Y\",0.75*AA64*$I$32,0.75*I32)","v":19.815333333333335},null,14,14,14,20,null,"16K 7"]
[null,"Deck Profile & Gage",null,"WR22","  'IR' - Intermediate Rib (F deck), 'WR' - Wide Rib (B deck), 'DR' - Deep Rib (N deck) ",null,null,null,null,null,null,null,null,null,null,null,null,null,null,null,null,null,null,"3b","1.2D + 1.6S + 0.5W",null,{"$f":"1.2*SUM($D$32:$D$33)+1.6*$I$34+0.5*$I$35","v":16.135999999999999},{"$f":"1.2*SUM($D$32:$D$34,$D$36)+1.6*$I$34+0.5*$I$35","v":19.978400000000001},{"$f":"1.2*SUM($D$32:$D$36)+1.6*$I$34+0.5*$I$35","v":20.978400000000001},"6b","D + 0.75(0.6)W + 0.75S",null,{"$f":"$D$32+$D$33+0.75*0.6*$I$35+0.75*$I$34","v":10.530000000000001},{"$f":"$D$32+$D$33+$D$34+$D$36+0.75*0.6*$I$35+0.75*$I$34","v":13.731999999999999},{"$f":"$D$32+$D$33+$D$34+$D$35+$D$36+0.75*0.6*$I$35+0.75*$I$34","v":14.565333333333333},null,15,16,15,20,null,"16K 9"]
[null,"Number of Joist Spaces",null,8,null,null,null,null,null,null,null,null,null,null,null,null,null,null,null,null,null,null,null,"4a","1.2D + 1.0W +0.5Lr",null,{"$f":"1.2*SUM($D$32:$D$33)+$I$35+0.5*$I$32","v":18.135999999999999},{"$f":"1.2*SUM($D$32:$D$34,$D$36)+$I$35+IF(I33=\"Y\",0.5*Z64*$I$32,0.5*I32)","v":21.978400000000001},{"$f":"1.2*SUM($D$32:$D$36)+$I$35+IF(I33=\"Y\",0.5*AA64*$I$32,0.5*I32)","v":18.978400000000001},null,null,null,null,null,null,null,16,16,16,20,null,"18K 3"]
[null,null,null,null,null,null,null,null,null,null,null,null,null,null,null,null,null,null,null,null,null,null,null,"4b","1.2D + 1.0W +0.5S",null,{"$f":"1.2*SUM($D$32:$D$33)+$I$35+0.5*$I$34","v":10.635999999999999},{"$f":"1.2*SUM($D$32:$D$34,$D$36)+$I$35+0.5*$I$34","v":14.478399999999999},{"$f":"1.2*SUM($D$32:$D$36)+$I$35+0.5*$I$34","v":15.478399999999999},null,null,null,null,null,null,null,17,18,17,20,null,"18K 4"]
[null,"ROOF DECK CHECK",null,{"$f":"IF(C46>D46,\"Verify Deck Span\",\"\")","v":""},null,null,null,null,null,null,null,null,null,null,null,null,null,null,null,null,null,null,null,null,null,null,null,null,null,null,null,null,null,null,null,null,18,18,18,20,null,"18K 5"]
[null,"Deck","Deck","Max Deck","Deck","Moment",null,null,null,null,null,null,null,null,null,null,null,null,null,null,null,null,null,null,null,null,null,null,null,null,null,null,null,null,null,null,19,20,19,20,null,"18K 6"]
[null,"Profile","Span","Span *","Moment","Interaction",null,null,null,null,null,null,null,null,null,null,null,null,null,null,null,null,null,null,null,"ASD","LRFD",null,"Max. Const. Spans",null,null,null,null,null,null,null,20,20,20,20,null,"18K 7"]
[null,"& Gage","ft.","ft.","inch-lb","Check",null,null,null,null,null,null,null,null,null,null,null,null,null,null,null,null,null,"Profile","Gage","Mn/Ω","ΦMn","Weight","ASD SPAN","LRFD SPAN",null,null,null,null,null,null,21,22,21,24,null,"18K 9"]
[null,{"$f":"D39","v":"WR22"},{"$f":"E12/D40","v":6.25},{"$f":"IF($D$8=\"ASD\",IF($D$39=\"IR22\",$AC47,IF($D$39=\"IR20\",$AC48,IF($D$39=\"IR18\",$AC49,IF($D$39=\"WR22\",$AC50,IF($D$39=\"WR20\",$AC51,IF($D$39=\"WR18\",$AC52,IF($D$39=\"DR22\",$AC53,IF($D$39=\"DR20\",$AC54,IF($D$39=\"DR18\",$AC55))))))))),IF($D$39=\"IR22\",AD47,IF($D$39=\"IR20\",AD48,IF($D$39=\"IR18\",AD49,IF($D$39=\"WR22\",AD50,IF($D$39=\"WR20\",AD51,IF($D$39=\"WR18\",AD52,IF($D$39=\"DR22\",AD53,IF($D$39=\"DR20\",AD54,IF($D$39=\"IR18\",AD55))))))))))","v":6.9166999999999996},{"$f":"IF($D$8=\"ASD\",0.125*MAX(AG35:AG39)*C46^2*12,0.125*MAX(AA35:AA41)*C46^2*12)","v":1569.140625},{"$f":"IF($D$8=\"ASD\",IF($D$39=\"IR22\",$E46/$Z47,IF($D$39=\"IR20\",$E46/$Z48,IF($D$39=\"IR18\",$E46/Z49,IF($D$39=\"WR22\",$E46/Z50,IF($D$39=\"WR20\",$E46/Z51,IF($D$39=\"WR18\",$E46/Z52,IF($D$39=\"DR22\",$E46/Z53,IF($D$39=\"DR20\",$E46/Z54,$E46/Z55)))))))),IF($D$39=\"IR22\",$E46/$AA47,IF($D$39=\"IR20\",$E46/$AA48,IF($D$39=\"IR18\",$E46/AA49,IF($D$39=\"WR22\",$E46/AA50,IF($D$39=\"WR20\",$E46/AA51,IF($D$39=\"WR18\",$E46/AA52,IF($D$39=\"DR22\",$E46/AA53,IF($D$39=\"DR20\",$E46/AA54,$E46/AA55)))))))))","v":0.44015164796633943},{"$f":"IF(F46>1,\"NG\",\"OK\")","v":"OK"},null,null,null,null,null,null,null,null,null,null,null,null,null,null,null,null,null,null,"inch-lb","inch-lb","psf","ft.","ft.",null,null,null,null,null,null,22,22,22,24,null,"18K10"]
[null,"* Maximum Deck Construction Span (two or more) per SDI",null,null,null,null,null,null,null,null,null,null,null,null,null,null,null,null,null,null,null,null,null,"IR22",22,2239,3365,1.73,4.25,4.5833000000000004,"IR22",{"$f":"IF(LEFT(AE47,2)=\"IR\",4,IF(LEFT(AE47,2)=\"WR\",5,IF(LEFT(AE47,2)=\"DR\",6,\"NG\")))","v":4},4.18,0.19980000000000001,0.20080000000000001,null,23,24,23,24,null,"20K 3"]
[null,null,null,null,null,null,null,null,null,null,null,null,null,null,null,null,null,null,null,null,null,null,null,"IR20",20,2713,4078,2.09,5.25,5.6669999999999998,"IR20",{"$f":"IF(LEFT(AE48,2)=\"IR\",4,IF(LEFT(AE48,2)=\"WR\",5,IF(LEFT(AE48,2)=\"DR\",6,\"NG\")))","v":4},{"$f":"AF48+Y48/100","v":4.2},0.14130000000000001,0.15129999999999999,null,24,24,24,24,null,"20K 4"]
[null,"DEPTH DATA",null,{"$f":"IF(OR(AND(D51<D50,D51>0),D51>D52,AND(D55<D54,D55>0),D55>D56,D53>D52,AND(D53<D50,D53>0),D57>D56,AND(D57<D54,D57>0)),\"Verify Depths\",\"\")","v":""},null,"DEFLECTION CRITERIA",null,null,null,null,null,null,null,null,null,null,null,null,null,null,null,null,null,"IR18",18,3585,5388,2.74,7.1666999999999996,7.75,"IR18",4,4.22,0.1099,0.1245,null,25,26,25,28,null,"20K 5"]
[null,"Joist Min Depth: Default",null,{"$f":"AL28","v":16}," in.","Deck - Total Service Load",null,"Span /",240,{"$f":"C46*12/I50","v":0.3125}," in.",null,null,null,null,null,null,null,null,null,null,null,null,"WR22",22,3565,5358,1.78,6.9166999999999996,7.4166999999999996,"WR22",5,5.22,0.14729999999999999,0.17319999999999999,null,26,26,26,28,null,"20K 6"]
[null,"Joist Min Depth: Manual",null,null," in.","Joist - Lr or Snow Load",null,"Span /",240,{"$f":"$E$11*12/I51","v":1.5}," in.",null,null,null,null,null,null,null,null,null,null,null,null,"WR20",20,4440,6674,2.14,8.5832999999999995,9.25,"WR20",5,5.2,0.191,0.2104,null,27,28,27,28,null,"20K 7"]
[null,"Joist Max Depth: Default",null,{"$f":"AL25","v":30}," in.","JG - Lr or Snow Load",null,"Span /",240,{"$f":"$E$12*12/I52","v":2.5}," in.",null,null,null,null,null,null,null,null,null,null,null,null,"WR18",18,5855,8800,2.82,11.667,12.583299999999999,"WR18",5,5.18,0.27410000000000001,0.27910000000000001,null,28,28,28,28,null,"20K 9"]
[null,"Joist Max Depth: Manual",null,null," in.","Loads considered are unfactored service loads.",null,null,null,null,null,null,null,null,null,null,null,null,null,null,null,null,null,"DR22",22,8100,12174,2.2599999999999998,14.583299999999999,15.666700000000001,"DR22",6,6.22,0.60170000000000001,0.80820000000000003,null,29,30,29,32,null,"20K10"]
[null,"JG Min Depth: Default",null,{"$f":"AN28","v":28}," in.",null,null,null,null,null,null,null,null,null,null,null,null,null,null,null,null,null,null,"DR20",20,10167,15281,2.71,18.916699999999999,20.25,"DR20",6,6.2,0.78120000000000001,0.9889,null,30,30,30,32,null,"22K 4"]
[null,"JG Min Depth: Manual",null,null," in.",null,null,null,null,null,null,null,null,null,null,null,null,null,null,null,null,null,null,"DR18",18,13672,20549,3.56,26,27.916699999999999,"DR18",6,6.18,1.1419999999999999,1.3231999999999999,null,31,32,31,32,null,"22K 5"]
[null,"JG Max Depth: Default",null,{"$f":"AN25","v":60}," in.","X-BRIDGING",null,null,null,null,null,null,null,null,null,null,null,null,null,null,null,null,null,null,null,null,null,null,null,null,null,null,null,null,null,null,32,32,32,32,null,"22K 6"]
[null,"JG Max Depth: Manual",null,null," in.","Minimize X-Bridging for Spans ≤ 60 ft.",null,null,"Y"," (Y or N)",null,null,null,null,null,null,null,null,null,null,null,null,null,null,null,null,null,null,null,null,null,null,null,null,null,null,33,36,33,36,null,"22K 7"]
[null,"Minimum depths are span/24.",null,null,null,"If \"Y\", the lightest joist without x-bridging is selected, if it's adequate.",null,null,null,null,null,null,null,null,null,null,null,null,null,null,null,null,null,null,null,null,null,null,null,null,null,null,null,null,null,null,34,36,34,36,null,"22K 9"]
[null,null,null,null,null,null,null,null,null,null,null,null,null,null,null,null,null,null,null,null,null,null,null,"IBC 2012 Live Load Reduction",null,null,null,null,null,null,null,null,null,null,null,null,35,36,35,36,null,"22K10"]
[null,null,null,null,null,null,null,null,null,null,null,null,null,null,null,null,null,null,null,null,null,null,null,"Live load reduction is only applied to roof live loads of 20 psf.",null,null,null,null,null,null,null,null,null,null,null,null,36,36,36,36,null,"22K11"]
[null,"OPTIONAL INCREASED LOAD DATA",null,null,null,null,"Member","I","Ieff = I/1.15",null,null,null,null,null,null,null,null,null,null,null,null,null,null,"Live load reduction is not applied to the deck",null,null,null,null,null,null,null,null,null,null,null,null,37,40,37,40,null,"24K 4"]
[null,"Joist Load",null,null," lb / ft",null,{"$f":"B76","v":"18K 3"},{"$f":"AA83","v":85.991881086282504},{"$f":"H62/1.15","v":74.775548770680444}," in.4",null,{"$f":"IF(D62=\"\",\"\",IF(D62<IF($D$8=\"LRFD\",$C76*MAX(AB35:AB41),$C76*MAX(AH35:AH39)),\"Warning: Less than calculated load\",\"\"))","v":""},null,null,null,null,null,null,null,null,null,null,null,"Joist Area","JG Area","Joist R1","JG R1",null,null,null,null,null,null,null,null,null,38,40,38,40,null,"24K 5"]
[null,"JG Panel Point Load",null,null," kips",null,{"$f":"D140","v":"52G8N4.3K"},{"$f":"AC88","v":2414.88},{"$f":"H63/1.15","v":2099.8956521739133}," in.4",null,{"$f":"IF(D63=\"\",\"\",IF(D63<ROUNDUP(IF($D$8=\"LRFD\",$C76*MAX(AC35:AC41),$C76*MAX(AI35:AI39))*$E$11/1000,1),\"Warning: Less than calculated load\",\"\"))","v":""},null,null,null,null,null,null,null,null,null,null,null,"sq. ft.","sq. ft.","factor","factor",null,null,null,null,null,null,null,null,null,39,40,39,40,null,"24K 6"]
[null,null,null,null,null,null,null,null,null,null,null,null,null,null,null,null,null,null,null,null,null,null,null,{"$f":"C46*E11","v":187.5},{"$f":"E11*E12","v":1500},{"$f":"IF(X64<=200,1,IF(X64>600,0.6,(1.2-0.001*X64)))","v":1},{"$f":"IF(Y64<=200,1,IF(Y64>600,0.6,(1.2-0.001*Y64)))","v":0.6},null,null,null,null,null,null,null,null,null,40,40,40,40,null,"24K 7"]
[null,"DECK SUMMARY",null,null,null,null,null,null,null,null,null,null,null,null,null,null,null,null,null,null,null,null,null,null,null,null,null,null,null,null,null,null,null,null,null,null,41,44,41,44,null,"24K 8"]
[null,"Deck","Deck","Allowable","Serv. Load",null,null,null,null,null,null,null,null,null,null,null,null,null,null,null,null,null,null,null,null,null,null,null,null,null,null,null,null,null,null,null,42,44,42,44,null,"24K 9"]
[null,"Profile &","Weight","Deflection","Deflection",null,null,null,null,null,null,null,null,null,null,null,null,null,null,null,null,null,null,"Deck Profile",null,null,null,"Ip","In","minimum I",null,null,null,null,null,null,43,44,43,44,null,"24K10"]
[null,"Gage","psf","in.","in.",null,null,null,null,null,null,null,null,null,null,null,null,null,null,null,null,null,null,null,null,null,null,"in.^4","in.^4","in.^4",null,null,null,null,null,null,44,44,44,44,null,"24K12"]
[null,{"$f":"D39","v":"WR22"},{"$f":"IF($D$39=\"IR22\",1.73,IF($D$39=\"IR20\",2.09,IF($D$39=\"IR18\",2.74,IF($D$39=\"WR22\",1.78,IF($D$39=\"WR20\",2.14,IF($D$39=\"WR18\",2.82,IF($D$39=\"DR22\",2.26,IF($D$39=\"DR20\",2.71,3.56))))))))","v":1.78},{"$f":"J50","v":0.3125},{"$f":"0.0069*MAX(AG35:AG39)/12*(C46*12)^4/29000000/AD79","v":0.11405720534272069},null,null,null,null,null,null,null,null,null,null,null,null,null,null,null,null,null,null,"IR18",{"$f":"IF(LEFT(X69,2)=\"IR\",4,IF(LEFT(X69,2)=\"WR\",5,IF(LEFT(X69,2)=\"DR\",6,\"NG\")))","v":4},{"$f":"RIGHT(X69,2)","v":"18"},{"$f":"Y69+Z69/100","v":4.18},0.19980000000000001,0.20080000000000001,{"$f":"MIN(AB69:AC69)","v":0.19980000000000001},null,null,null,null,null,null,45,48,45,48,null,"26K 5"]
[null,null,null,null,{"$f":"IF(E69>D69,\"NG\",\"OK\")","v":"OK"},null,null,null,null,null,null,null,null,null,null,null,null,null,null,null,null,null,null,"IR20",{"$f":"IF(LEFT(X70,2)=\"IR\",4,IF(LEFT(X70,2)=\"WR\",5,IF(LEFT(X70,2)=\"DR\",6,\"NG\")))","v":4},{"$f":"RIGHT(X70,2)","v":"20"},{"$f":"Y70+Z70/100","v":4.2},0.14130000000000001,0.15129999999999999,{"$f":"MIN(AB70:AC70)","v":0.14130000000000001},null,null,null,null,null,null,46,48,46,48,null,"26K 6"]
[null,null,null,null,null,null,null,null,null,null,null,null,null,null,null,null,null,null,null,null,null,null,null,"IR22",4,"22",4.22,0.1099,0.1245,0.1099,null,null,null,null,null,null,47,48,47,48,null,"26K 7"]
[null,"JOIST SUMMARY (Total Loads)",null,null,null,null,null,null,null,null,null,null,null,null,null,null,null,null,null,null,null,null,null,"WR18",5,"18",5.18,0.27410000000000001,0.27910000000000001,0.27410000000000001,null,null,null,null,null,null,48,48,48,48,null,"26K 8"]
[null,"Joist","Joist","Required","Available","Joist","Allowable","Lr Load","Snow Load",null,null,null,null,null,null,null,null,null,null,null,null,null,null,"WR20",5,"20",5.2,0.191,0.2104,0.191,null,null,null,null,null,null,49,52,49,52,null,"26K 9"]
[null,"Designation","Spacing","Load","Load","Weight","Deflection","Deflection","Deflection",null,null,null,null,null,null,null,null,null,null,null,null,null,null,"WR22",5,"22",5.22,0.14729999999999999,0.17319999999999999,0.14729999999999999,null,null,null,null,null,null,50,52,50,52,null,"26K10"]
[null,null,"ft.","lb / ft","lb / ft","lb / ft","in.","in.","in.",null,null,null,null,null,null,null,null,null,null,null,null,null,null,"DR18",6,"18",6.18,1.1419999999999999,1.3231999999999999,1.1419999999999999,null,null,null,null,null,null,51,52,51,52,null,"26K12"]
[null,{"$f":"IF(F76=\"NG\",\"NG\",IF(OR(I57=\"\",I57=\"N\"),AA95,IF(AE103=\"NG\",AA95,AA103)))","v":"18K 3"},{"$f":"$C46","v":6.25},{"$f":"IF(D62=\"\",IF($D$8=\"LRFD\",$C76*MAX(AB35:AB41),$C76*MAX(AH35:AH39)),D62)","v":187.38749999999999},{"$f":"IF(F76=\"NG\",\"NG\",IF(OR(I57=\"\",I57=\"N\"),IF(D8=\"ASD\",AB95,AC95),IF(AE103=\"NG\",IF(D8=\"ASD\",AB95,AC95),IF(D8=\"ASD\",AB103,AC103))))","v":203},{"$f":"IF(OR(I57=\"\",I57=\"N\"),AE95,IF(AE103=\"NG\",AE95,AE103))","v":6.4},{"$f":"J51","v":1.5},{"$f":"IF(F76=\"NG\",\"NG\",1.15*5*Y83/12*((E11-0.33)*12)^4/384/29000000/AA83)","v":1.005090364429821},{"$f":"IF(F76=\"NG\",\"NG\",1.15*5*Z83/12*((E11-0.33)*12)^4/384/29000000/AA83)","v":0.25127259110745526},null,null,null,null,null,null,null,null,null,null,null,null,null,null,"DR20",6,"20",6.2,0.78120000000000001,0.9889,0.78120000000000001,null,null,null,null,null,null,52,52,52,52,null,"28K 6"]
[null,null,null,null,{"$f":"IF(F76=\"NG\",\"NG\",IF(F76=0,\"NG\",IF(D76>E76,\"NG\",\"OK\")))","v":"OK"},null,null,{"$f":"IF(F76=\"NG\",\"NG\",IF(F76=0,\"NG\",IF(H76>G76,\"NG\",\"OK\")))","v":"OK"},{"$f":"IF(F76=\"NG\",\"NG\",IF(F76=0,\"NG\",IF(I76>G76,\"NG\",\"OK\")))","v":"OK"},null,null,null,null,null,null,null,null,null,null,null,null,null,null,"DR22",6,"22",6.22,0.60170000000000001,0.80820000000000003,0.60170000000000001,null,null,null,null,null,null,53,56,53,56,null,"28K 7"]
[null,null,null,null,null,null,null,null,null,null,null,null,null,null,null,null,null,null,null,null,null,null,null,null,null,null,null,null,null,null,null,null,null,null,null,null,54,56,54,56,null,"28K 8"]
[null,"BRIDGING SUMMARY",null,null,null,null,null,null,null,null,null,null,null,null,null,null,null,null,null,null,null,null,null,{"$f":"B69","v":"WR22"},5,"22",5.22,{"$f":"INDEX(AB69:AB77,MATCH($AA79,$AA69:$AA77))","v":0.14729999999999999},{"$f":"INDEX(AC69:AC77,MATCH($AA79,$AA69:$AA77))","v":0.17319999999999999},0.14729999999999999,null,null,null,null,null,null,55,56,55,56,null,"28K 9"]
[null,"X-Bridging","Number","Length of","Weight of","H-Bridging","Number","Length of","Weight of",null,null,null,null,null,null,null,null,null,null,null,null,null,null,null,null,null,null,null,null,null,null,null,null,null,null,null,56,56,56,56,null,"28K10"]
[null,"Req'd","of rows","X-Bridging","X-Bridging","Req'd","of rows","H-Bridging","H-Bridging",null,null,null,null,null,null,null,null,null,null,null,null,null,null,"Joist","Lr Load","Snow Load","I","Span","L/360 Load",null,null,null,null,null,null,null,57,60,57,60,null,"28K12"]
[null,"(Y or N)","X-Bridging","ft.","plf","(Y or N)","H-Bridging","ft.","plf",null,null,null,null,null,null,null,null,null,null,null,null,null,null,null,"lb / ft","lb / ft","in.^4","ft","lb / ft",null,null,null,null,null,null,null,58,60,58,60,null,"30K 7"]
[null,{"$f":"IF(Bridging!G18>0,\"Y\",\"N\")","v":"N"},{"$f":"Bridging!G18","v":0},{"$f":"Bridging!G21","v":0},{"$f":"IF(B83=\"N\",0,Bridging!G22)","v":0},{"$f":"IF(Bridging!G26>0,\"Y\",\"N\")","v":"Y"},{"$f":"Bridging!G26","v":3},{"$f":"Bridging!G29","v":300},{"$f":"IF(F83=\"N\",0,Bridging!G30)","v":0.89},{"$f":"IF(OR(E83=\"NG\",I83=\"NG\"),\"NG\",\"OK\")","v":"OK"},null,null,null,null,null,null,null,null,null,null,null,null,null,null,{"$f":"IF(I33=\"Y\",C46*Z64*I32,C46*I32)","v":125},{"$f":"C46*I34","v":31.25},{"$f":"26.767*AC83*(AB83-0.33)^3*10^-6","v":85.991881086282504},{"$f":"ROUNDUP(E11,0)","v":30},{"$f":"IF(OR(I57=\"\",I57=\"N\"),AI95,IF(AE103=\"NG\",AI95,AI103))","v":123},null,null,null,null,null,null,null,59,60,59,60,null,"30K 8"]
[null,null,null,null,null,null,null,null,null,null,null,null,null,null,null,null,null,null,null,null,null,null,null,null,null,null,null,null,null,null,null,null,null,null,null,null,60,60,60,60,null,"30K 9"]
[null,"JOIST GIRDER SUMMARY (Total Panel Point Loads)",null,null,null,null,null,null,null,null,null,null,null,null,null,null,null,null,null,null,null,null,null,"JG","Lr Serv.","Snow Serv.",null,null,null,null,null,null,null,null,null,null,61,64,61,66,null,"30K10"]
[null,"Joist Girder","Joist","Required","Load Used to","Joist Girder","Allowable","Lr Load","Snow Load",null,null,null,null,null,null,null,null,null,null,null,null,null,null,null,"Panel Load","Panel Load","Lr Load","Snow Load","I",null,null,null,null,null,null,null,62,64,62,66,null,"30K11"]
[null,"Depth","Spaces","Load","Estimate Wt.","Weight","Deflection","Deflection","Deflection",null,null,null,null,null,null,null,null,null,null,null,null,null,null,null,"kips","kips","lb / ft","lb / ft","in.^4",null,null,null,null,null,null,null,63,64,63,66,null,"30K12"]
[null,"in.",null,"kips","kips","lb / ft","in.","in.","in.",null,null,null,null,null,null,null,null,null,null,null,null,null,null,null,{"$f":"IF(I33=\"Y\",C46*E11*AA64*I32/1000,C46*E11*I32/1000)","v":2.25},{"$f":"C46*E11*I34/1000","v":0.9375},{"$f":"Y88*1000/C76","v":360},{"$f":"Z88*1000/C76","v":150},{"$f":"IF(D8=\"ASD\",0.027,0.018)*C89*D89*E12*B89","v":2414.88},null,null,null,null,null,null,null,64,64,64,66,null,"18LH 2"]
[null,{"$f":"IF(E12>50,'55-120 Girders'!AV5,'20-50 Girders'!AX5)","v":52},{"$f":"$E$12/$C76","v":8},{"$f":"IF(D63=\"\",ROUNDUP(IF($D$8=\"LRFD\",$C76*MAX(AC35:AC41),$C76*MAX(AI35:AI39))*$E$11/1000,1),D63)","v":4.3},{"$f":"IF(E12>50,'55-120 Girders'!AV3,'20-50 Girders'!AX3)","v":6},{"$f":"IF(E12>50,'55-120 Girders'!AV4,'20-50 Girders'!AX4)","v":25},{"$f":"J52","v":2.5},{"$f":"IF(B89=\"NG\",\"NG\",1.15*5*AA88/12*($E$12*12)^4/384/29000000/$AC$88)","v":0.83132209610758123},{"$f":"IF(B89=\"NG\",\"NG\",1.15*5*AB88/12*($E$12*12)^4/384/29000000/$AC$88)","v":0.34638420671149217},null,null,null,null,null,null,null,null,null,null,null,null,null,null,null,null,null,null,null,null,null,null,null,null,null,null,null,65,68,65,66,null,"18LH 3"]
[null,{"$f":"IF(B89=\"NG\",\"JG Designation: NG\",\"JG Designation: \"&B89&\"G\"&C89&\"N\"&ROUNDUP(D89,1)&IF(D8=\"ASD\",\"K\",\"F\"))","v":"JG Designation: 52G8N4.3K"},null,null,{"$f":"IF(B89=\"NG\",\"NG\",IF(D89>E89,\"NG\",\"OK\"))","v":"OK"},null,null,{"$f":"IF(B89=\"NG\",\"NG\",IF(H89>G89,\"NG\",\"OK\"))","v":"OK"},{"$f":"IF(B89=\"NG\",\"NG\",IF(I89>G89,\"NG\",\"OK\"))","v":"OK"},null,null,null,null,null,null,null,null,null,null,null,null,null,null,"X-Bridging Not Minimized",null,null,null,null,null,null,null,null,null,null,null,null,66,68,66,66,null,"18LH 4"]
[null,null,null,null,null,null,null,null,null,null,null,null,null,null,null,null,null,null,null,null,null,null,null,null,"ID","Depth","Type","ASD Load","LRFD Load",{"$f":"\"L/\"&'Roof Bay Analysis'!$I$51&\" Load\"","v":"L/240 Load"},"Weight","Type","Seat","Section","L/360 Load",null,67,68,67,72,null,"18LH 5"]
[null,"WEIGHT CHECK - ESTIMATED VS ACTUAL",null,null,null,null,null,null,null,null,null,null,null,null,null,null,null,null,null,null,null,null,null,"K Joist",{"$f":"'K Joists'!P144","v":30018.0203},{"$f":"'K Joists'!Q144","v":18},{"$f":"'K Joists'!R144","v":"18K 3"},{"$f":"'K Joists'!S144","v":203},{"$f":"'K Joists'!T144","v":304.5},{"$f":"'K Joists'!U144","v":184.5},{"$f":"'K Joists'!V144","v":6.4},"K",2.5,null,{"$f":"'K Joists'!U147","v":123},null,68,68,68,72,null,"18LH 6"]
[null,"Deck",null,"Joists & Bridging",null,"Joist Girders",null,null,null,null,null,null,null,null,null,null,null,null,null,null,null,null,null,"LH Joist",{"$f":"'LH Joists'!P144","v":30018.036700000001},{"$f":"'LH Joists'!Q144","v":18},{"$f":"'LH Joists'!R144","v":"18LH 2"},{"$f":"'LH Joists'!S144","v":367},{"$f":"'LH Joists'!T144","v":550.5},{"$f":"'LH Joists'!U144","v":318},{"$f":"'LH Joists'!V144","v":10},"LH",5,null,{"$f":"'LH Joists'!U147","v":212},null,69,72,69,72,null,"18LH 7"]
[null,"Estimated","Actual","Estimated","Actual","Estimated","Actual",null,null,null,null,null,null,null,null,null,null,null,null,null,null,null,null,"DLH Joist",{"$f":"'DLH Joists'!P144","v":{"$error":"#N/A"}},{"$f":"'DLH Joists'!Q144","v":{"$error":"#N/A"}},{"$f":"'DLH Joists'!R144","v":{"$error":"#N/A"}},{"$f":"'DLH Joists'!S144","v":{"$error":"#N/A"}},{"$f":"'DLH Joists'!T144","v":{"$error":"#N/A"}},{"$f":"'DLH Joists'!U144","v":{"$error":"#N/A"}},{"$f":"'DLH Joists'!V144","v":0},"DLH",{"$f":"IF(AE94=0,0,IF(AH94<18,5,7.5))","v":0},{"$f":"VALUE(RIGHT(AA94,2))","v":{"$error":"#N/A"}},{"$f":"'DLH Joists'!U147","v":{"$error":"#N/A"}},null,70,72,70,72,null,"18LH 8"]
[null,"psf","psf","psf","psf","psf","psf",null,null,null,null,null,null,null,null,null,null,null,null,null,null,null,null,"Minimum",{"$f":"INDEX(Y92:Y94,MATCH($AE$95,$AE92:$AE94,0))","v":30018.0203},18,"18K 3",{"$f":"INDEX(AB92:AB94,MATCH($AE$95,$AE92:$AE94,0))","v":203},304.5,{"$f":"INDEX(AD92:AD94,MATCH($AE$95,$AE92:$AE94,0))","v":184.5},{"$f":"IF(MAX(AE92:AE94)=0,\"NG\",SMALL(AE92:AE94,COUNTIF(AE92:AE94,0)+1))","v":6.4},{"$f":"IF(Z95<100,MID(AA95,3,LEN(AA95)-4),MID(AA95,4,LEN(AA95)-5))","v":"K"},{"$f":"INDEX(AG92:AG94,MATCH(AE95,AE92:AE94,0))","v":2.5},null,{"$f":"INDEX(AI92:AI94,MATCH($AE$95,$AE92:$AE94,0))","v":123},null,71,72,71,72,null,"18LH 9"]
[null,{"$f":"D33","v":1.78},{"$f":"C69","v":1.78},{"$f":"D34","v":1.202},{"$f":"SUM(C103:F103)","v":1.202},{"$f":"D35","v":0.83333333333333337},{"$f":"G103","v":0.83333333333333337},null,null,null,null,null,null,null,null,null,null,null,null,null,null,null,null,null,null,null,null,null,null,null,null,null,null,null,null,null,72,72,72,72,null,"20LH 2"]
[null,{"$f":"IF(C96>B96,\"NG\",\"OK\")","v":"OK"},null,{"$f":"IF(F76=\"NG\",\"NG\",IF(F76=0,\"NG\",IF(E96>D96,\"NG\",\"OK\")))","v":"OK"},null,{"$f":"IF(B89=\"NG\",\"NG\",IF(G96>F96,\"NG\",\"OK\"))","v":"OK"},null,null,null,null,null,null,null,null,null,null,null,null,null,null,null,null,null,null,null,null,null,null,null,null,null,null,null,null,null,null,73,80,73,78,null,"20LH 3"]
[null,null,null,null,null,null,null,null,null,null,null,null,null,null,null,null,null,null,null,null,null,null,null,"X-Bridging Minimized",null,null,null,null,null,null,null,null,null,null,null,null,74,80,74,78,null,"20LH 4"]
[null,"WEIGHT RESULTS ",null,null,null,null,null,null,null,null,null,null,null,null,null,null,null,null,null,null,null,null,null,null,"ID","Depth","Type","ASD Load","LRFD Load",{"$f":"\"L/\"&'Roof Bay Analysis'!$I$51&\" Load\"","v":"L/240 Load"},"Weight","Type","Seat","Section","L/360 Load",null,75,80,75,78,null,"20LH 5"]
[null,"Deck","K-Joist,","DLH-Joist,","X-Bridging","H-Bridging","Joist Girder",null,null,null,null,null,null,null,null,null,null,null,null,null,null,null,null,"K Joist",{"$f":"'K No X'!P144","v":30018.0203},{"$f":"'K No X'!Q144","v":18},{"$f":"'K No X'!R144","v":"18K 3"},{"$f":"'K No X'!S144","v":203},{"$f":"'K No X'!T144","v":304.5},{"$f":"'K No X'!U144","v":184.5},{"$f":"'K No X'!V144","v":6.4},"K",2.5,null,{"$f":"'K No X'!U147","v":123},null,76,80,76,78,null,"20LH 6"]
[null,"Weight","LH ≤ 60'","LH > 60'","Weight","Weight","Weight",null,null,null,null,null,null,null,null,null,null,null,null,null,null,null,null,"LH Joist",{"$f":"'LH No X'!P144","v":30018.036700000001},{"$f":"'LH No X'!Q144","v":18},{"$f":"'LH No X'!R144","v":"18LH 2"},{"$f":"'LH No X'!S144","v":367},{"$f":"'LH No X'!T144","v":550.5},{"$f":"'LH No X'!U144","v":318},{"$f":"'LH No X'!V144","v":10},"LH",5,null,{"$f":"'LH No X'!U147","v":212},null,77,80,77,78,null,"20LH 7"]
[null,null,"Weight","Weight",null,null,null,null,null,null,null,null,null,null,null,null,null,null,null,null,null,null,null,"DLH Joist",{"$f":"'DLH Joists'!P144","v":{"$error":"#N/A"}},{"$f":"'DLH Joists'!Q144","v":{"$error":"#N/A"}},{"$f":"'DLH Joists'!R144","v":{"$error":"#N/A"}},{"$f":"'DLH Joists'!S144","v":{"$error":"#N/A"}},{"$f":"'DLH Joists'!T144","v":{"$error":"#N/A"}},{"$f":"'DLH Joists'!U144","v":{"$error":"#N/A"}},{"$f":"'DLH Joists'!V144","v":0},"DLH",{"$f":"IF(AE102=0,0,IF(AH102<18,5,7.5))","v":0},{"$f":"VALUE(RIGHT(AA102,2))","v":{"$error":"#N/A"}},{"$f":"'DLH Joists'!U147","v":{"$error":"#N/A"}},null,78,80,78,78,null,"20LH 8"]
[null,{"$f":"C69","v":1.78},{"$f":"IF(OR(AA107=\"K\",AND(AA107=\"LH\",AB107=\"Y\")),F76/C76,0)","v":1.024},{"$f":"IF(OR(AA107=\"DLH\",AND(AA107=\"LH\",AB107=\"N\")),F76/C76,0)","v":0},{"$f":"D83*E83/E11/E12","v":0},{"$f":"H83*I83/E11/E12","v":0.17800000000000002},{"$f":"F89/E11","v":0.83333333333333337}," psf",null,null,null,null,null,null,null,null,null,null,null,null,null,null,null,"Minimum",{"$f":"INDEX(Y100:Y102,MATCH($AE$103,$AE100:$AE102,0))","v":30018.0203},18,"18K 3",203,304.5,184.5,{"$f":"IF(MAX(AE100:AE102)=0,\"NG\",SMALL(AE100:AE102,COUNTIF(AE100:AE102,0)+1))","v":6.4},{"$f":"IF(Z103<100,MID(AA103,3,LEN(AA103)-4),MID(AA103,4,LEN(AA103)-5))","v":"K"},{"$f":"INDEX(AG100:AG102,MATCH(AE103,AE100:AE102,0))","v":2.5},null,{"$f":"INDEX(AI100:AI102,MATCH($AE$103,$AE100:$AE102,0))","v":123},null,79,80,79,84,null,"20LH 9"]
[null,{"$f":"B103*$E$11*$E$12/2000","v":1.335},{"$f":"C103*$E$11*$E$12/2000","v":0.76800000000000002},0,0,0.13350000000000004,0.625," tons / bay",null,null,null,null,null,null,null,null,null,null,null,null,null,null,null,null,null,null,null,null,null,null,null,null,null,null,null,null,80,80,80,84,null,"20LH10"]
[null,null,null,null,null,null,null,null,null,null,null,null,null,null,null,null,null,null,null,null,null,null,null,null,"Joist","Joist","Joist","Span",null,null,null,null,null,null,null,null,81,88,81,84,null,"24LH 3"]
[null,"COST DATA",null,null,null,null,null,null,null,null,null,null,null,null,null,null,null,null,null,null,null,null,null,null,"ID","Depth","Type","≤ 60'","Seat",null,null,null,null,null,null,null,82,88,82,84,null,"24LH 4"]
[null,null,null,"Purchase","Installation",null,null,null,null,null,null,null,null,null,null,null,null,null,null,null,null,null,null,null,{"$f":"IF(OR(I57=\"\",I57=\"N\"),Y95,IF(AE103=\"NG\",Y95,Y103))","v":30018.0203},{"$f":"IF(OR(I57=\"\",I57=\"N\"),Z95,IF(AE103=\"NG\",Z95,Z103))","v":18},{"$f":"IF(OR(I57=\"\",I57=\"N\"),AF95,IF(AE103=\"NG\",AF95,AF103))","v":"K"},{"$f":"IF(E11>60,\"N\",\"Y\")","v":"Y"},{"$f":"IF(OR(I57=\"\",I57=\"N\"),AG95,IF(AE103=\"NG\",AG95,AG103))","v":2.5},null,null,null,null,null,null,null,83,88,83,84,null,"24LH 5"]
[null,"Item",null,"$ / Ton","$ / Unit","Unit",null,null,null,null,null,null,null,null,null,null,null,null,null,null,null,null,null,null,null,null,null,null,null,null,null,null,null,null,null,null,84,88,84,84,null,"24LH 6"]
[null,"Deck",null,1400,55,"square",null,null,null,null,null,null,null,null,null,null,null,null,null,null,null,null,null,null,null,null,null,null,null,null,null,null,null,null,null,null,85,88,85,90,null,"24LH 7"]
[null,"K-Joists, LH-Joists ≤ 60'",null,1450,150," piece",null,null,null,null,null,null,null,null,null,null,null,null,null,null,null,null,null,null,null,null,null,null,null,null,null,null,null,null,null,null,86,88,86,90,null,"24LH 8"]
[null,"LH-Joists > 60',",null,1550,200," piece",null,null,null,null,null,null,null,null,null,null,null,null,null,null,null,null,null,null,null,null,null,null,null,null,null,null,null,null,null,null,87,88,87,90,null,"24LH 9"]
[null,"DLH-Joists, Joist Girders",null,null,null,null,null,null,null,null,null,null,null,"Error Checks",null,null,null,null,null,null,null,null,null,null,null,null,null,null,null,null,null,null,null,null,null,null,88,88,88,90,null,"24LH10"]
[null,"X-Bridging",null,1700,3.5,"foot",null,null,null,null,null,null,{"$f":"IF(C46>D46,\"NG\",\"OK\")","v":"OK"},"Deck Span",null,null,null,null,null,null,null,null,null,null,null,null,null,null,null,null,null,null,null,null,null,null,89,96,89,90,null,"24LH11"]
[null,"H-Bridging",null,1500,2,"foot",null,null,null,null,null,null,{"$f":"G46","v":"OK"},"Deck Flexure",null,null,null,null,null,null,null,null,null,null,null,null,null,null,null,null,null,null,null,null,null,null,90,96,90,90,null,"28LH 5"]
[null,"Consult with general contractor / joist manufacturer / erector for cost data. ",null,null,null,null,null,null,null,null,null,null,{"$f":"IF(OR(AND(D51<D50,D51>0),D51>D52,D53>D52,AND(D53<D50,D53>0)),\"NG\",\"OK\")","v":"OK"},"Joist Depth",null,null,null,null,null,null,null,null,null,null,null,null,null,null,null,null,null,null,null,null,null,null,91,96,91,96,null,"28LH 6"]
[null,null,null,null,null,null,null,null,null,null,null,null,{"$f":"IF(OR(AND(D55<D54,D55>0),D55>D56,D57>D56,AND(D57<D54,D57>0)),\"NG\",\"OK\")","v":"OK"},"JG Depth",null,null,null,null,null,null,null,null,null,null,null,null,null,null,null,null,null,null,null,null,null,null,92,96,92,96,null,"28LH 7"]
[null,"COST RESULTS ",null,null,null,null,null,null,null,null,null,null,{"$f":"E70","v":"OK"},"Deck Deflection",null,null,null,null,null,null,null,null,null,null,null,null,null,null,null,null,null,null,null,null,null,null,93,96,93,96,null,"28LH 8"]
[null,"Deck",null,"Joists",null,"Bridging",null,"Joist Girders",null,null,null,null,{"$f":"E77","v":"OK"},"Joist Strength",null,null,null,null,null,null,null,null,null,null,null,null,null,null,null,null,null,null,null,null,null,null,94,96,94,96,null,"28LH 9"]
[null,"Purchase","Installation","Purchase","Installation","Purchase","Installation","Purchase","Installation",null,null,null,{"$f":"IF(AND(H77=\"OK\",I77=\"OK\"),\"OK\",\"NG\")","v":"OK"},"Joist Deflection",null,null,null,null,null,null,null,null,null,null,null,null,null,null,null,null,null,null,null,null,null,null,95,96,95,96,null,"28LH10"]
[null,{"$f":"D109/2000*B103","v":1.246},{"$f":"E109/100","v":0.55000000000000004},{"$f":"D110/2000*C103+D111/2000*D103","v":0.74239999999999995},{"$f":"IF(C103>0,E110,E111)*C89/E11/E12","v":0.8},{"$f":"E103/2000*D113+F103/2000*D114","v":0.13350000000000001},{"$f":"(E113*D83+E114*H83)/E11/E12","v":0.4},{"$f":"D111/2000*G103","v":0.64583333333333337},{"$f":"E111*1/E11/E12","v":0.13333333333333333}," $ / sf",null,null,{"$f":"E90","v":"OK"},"JG Strength",null,null,null,null,null,null,null,null,null,null,null,null,null,null,null,null,null,null,null,null,null,null,96,96,96,96,null,"28LH11"]
[null,{"$f":"B120*$E$11*$E$12","v":1869.0000000000002},{"$f":"C120*$E$11*$E$12","v":825},1113.5999999999999,1200,200.25,600,968.75,200," $ / bay",null,null,{"$f":"IF(AND(H90=\"OK\",I90=\"OK\"),\"OK\",\"NG\")","v":"OK"},"JG Deflection",null,null,null,null,null,null,null,null,null,null,null,null,null,null,null,null,null,null,null,null,null,null,97,104,97,102,null,"28LH12"]
[null,null,null,null,null,null,null,null,null,null,null,null,{"$f":"B97","v":"OK"},"Estimated Deck Weight",null,null,null,null,null,null,null,null,null,null,null,null,null,null,null,null,null,null,null,null,null,null,98,104,98,102,null,"28LH13"]
[null,"FINAL TOTALS",null,null,null,null,null,null,{"$f":"IF(M127>0,\"NO GOOD\",\"OK\")","v":"OK"},null,null,null,{"$f":"D97","v":"OK"},"Estimated Joist & Bridging Weight",null,null,null,null,null,null,null,null,null,null,null,null,null,null,null,null,null,null,null,null,null,null,99,104,99,102,null,"32LH 6"]
[null,"Weight",null,null,"Cost",null,null,null,null,null,null,null,{"$f":"F97","v":"OK"},"Estimated JG Weight",null,null,null,null,null,null,null,null,null,null,null,null,null,null,null,null,null,null,null,null,null,null,100,104,100,102,null,"32LH 7"]
[null,null,null,null,"Purchase","Installation","Total",null,{"$f":"IF(M127>0,\"Design may be outside the limits of this program. Verify input or consult with manufacturer.\",\"Design is acceptable and within the limits of this program.\")","v":"Design is acceptable and within the limits of this program."},null,null,null,{"$f":"J83","v":"OK"},"Joist Spacing for Bridging",null,null,null,null,null,null,null,null,null,null,null,null,null,null,null,null,null,null,null,null,null,null,101,104,101,102,null,"32LH 8"]
[null,{"$f":"SUM(B103:G103)","v":3.8153333333333337}," psf",null,{"$f":"B120+D120+F120+H120","v":2.7677333333333336},{"$f":"C120+E120+G120+I120","v":1.8833333333333333},{"$f":"E126+F126","v":4.6510666666666669}," $ / sf",null,null,null,null,null,null,null,null,null,null,null,null,null,null,null,null,null,null,null,null,null,null,null,null,null,null,null,null,102,104,102,102,null,"32LH 9"]
[null,{"$f":"SUM(B104:G104)","v":2.8614999999999999}," tons / bay",null,{"$f":"E126*$E$11*$E$12","v":4151.6000000000004},{"$f":"F126*$E$11*$E$12","v":2825},{"$f":"G126*$E$11*$E$12","v":6976.6}," $ / bay",null,null,null,null,{"$f":"13-COUNTIF(M113:M125,\"OK\")","v":0},"Total NG",null,null,null,null,null,null,null,null,null,null,null,null,null,null,null,null,null,null,null,null,null,null,103,104,103,108,null,"32LH10"]
[null,null,null,null,null,null,null,null,null,null,null,null,null,null,null,null,null,null,null,null,null,null,null,null,null,null,null,null,null,null,null,null,null,null,null,null,104,104,104,108,null,"32LH11"]
[null,null,null,null,null,null,null,null,null,null,null,null,null,null,null,null,null,null,null,null,null,null,null,null,null,null,null,null,null,null,null,null,null,null,null,null,105,112,105,108,null,"32LH12"]
[null,"RUN DATA",null,null,null,null,null,null,null,null,null,null,null,null,null,null,null,null,null,null,null,null,null,null,null,null,null,null,null,null,null,null,null,null,null,null,106,112,106,108,null,"32LH13"]
[null,"Design Methodology",null,{"$f":"D8","v":"ASD"},null,null,null,null,null,null,null,null,null,null,null,null,null,null,null,null,null,null,null,null,null,null,null,null,null,null,null,null,null,null,null,null,107,112,107,108,null,"32LH14"]
[null,"Joist Span, ft.",null,{"$f":"E11","v":30},null,null,null,null,null,null,null,null,null,null,null,null,null,null,null,null,null,null,null,null,null,null,null,null,null,null,null,null,null,null,null,null,108,112,108,108,null,"32LH15"]
[null,"Joist Girder Span, ft.",null,{"$f":"E12","v":50},null,null,null,null,null,null,null,null,null,null,null,null,null,null,null,null,null,null,null,null,null,null,null,null,null,null,null,null,null,null,null,null,109,112,109,114,null,"36LH 7"]
[null,"Deck Profile & Gage",null,{"$f":"B46","v":"WR22"},null,null,null,null,null,null,null,null,null,null,null,null,null,null,null,null,null,null,null,null,null,null,null,null,null,null,null,null,null,null,null,null,110,112,110,114,null,"36LH 8"]
[null,"Deck Span, ft.",null,{"$f":"C46","v":6.25},null,null,null,null,null,null,null,null,null,null,null,null,null,null,null,null,null,null,null,null,null,null,null,null,null,null,null,null,null,null,null,null,111,112,111,114,null,"36LH 9"]
[null,"X-Bridging Rows",null,{"$f":"C83","v":0},null,null,null,null,null,null,null,null,null,null,null,null,null,null,null,null,null,null,null,null,null,null,null,null,null,null,null,null,null,null,null,null,112,112,112,114,null,"36LH10"]
[null,"H-Bridging Rows",null,{"$f":"G83","v":3},null,null,null,null,null,null,null,null,null,null,null,null,null,null,null,null,null,null,null,null,null,null,null,null,null,null,null,null,null,null,null,null,113,120,113,114,null,"36LH11"]
[null,"Joist Size",null,{"$f":"B76","v":"18K 3"},null,null,null,null,null,null,null,null,null,null,null,null,null,null,null,null,null,null,null,null,null,null,null,null,null,null,null,null,null,null,null,null,114,{"$f":"AL137+0","v":120},114,114,null,"36LH12"]
[null,"Joist Seat Depth, in.",null,{"$f":"AC107","v":2.5},null,null,null,null,null,null,null,null,null,null,null,null,null,null,null,null,null,null,null,null,null,null,null,null,null,null,null,null,null,null,null,null,115,120,115,120,null,"36LH13"]
[null,"Joist Girder Size",null,{"$f":"B89&\"G\"&C89&\"N\"&ROUNDUP(D89,1)&IF(D8=\"ASD\",\"K\",\"F\")","v":"52G8N4.3K"},null,null,null,null,null,null,null,null,null,null,null,null,null,null,null,null,null,null,null,null,null,null,null,null,null,null,null,null,null,null,null,null,116,120,116,120,null,"36LH14"]
[null,"Weight, psf",null,{"$f":"B126","v":3.8153333333333337},null,null,null,null,null,null,null,null,null,null,null,null,null,null,null,null,null,null,null,null,null,null,null,null,null,null,null,null,null,null,null,null,117,120,117,120,null,"36LH15"]
[null,"Cost, $ / sf",null,{"$f":"G126","v":4.6510666666666669},null,null,null,null,null,null,null,null,null,null,null,null,null,null,null,null,null,null,null,null,null,null,null,null,null,null,null,null,null,null,null,null,118,120,118,120,null,"40LH 8"]
[null,null,null,null,null,null,null,null,null,null,null,null,null,null,null,null,null,null,null,null,null,null,null,null,null,null,null,null,null,null,null,null,null,null,null,null,119,120,119,120,null,"40LH 9"]
[null,"RUN COMPARISONS",null,null,null,null,null,null,null,null,null,null,null,null,null,null,null,null,null,null,null,null,null,null,null,null,null,null,null,null,null,null,null,null,null,null,120,120,120,{"$f":"AN143+0","v":120},null,"40LH10"]
[null,null,null,"Run 1","Run 2","Run 3","Run 4","Run 5","Run 6","Run 7","Run 8",null,null,null,null,null,null,null,null,null,null,null,null,null,null,null,null,null,null,null,null,null,null,null,null,null,null,null,null,null,null,"40LH11"]
[null,"Design Methodology",null,null,null,null,null,null,null,null,null,null,null,null,null,null,null,null,null,null,null,null,null,null,null,null,null,null,null,null,null,null,null,null,null,null,null,null,null,null,null,"40LH12"]
[null,"Joist Span, ft.",null,null,null,null,null,null,null,null,null,null,null,null,null,null,null,null,null,null,null,null,null,null,null,null,null,null,null,null,null,null,null,null,null,null,null,null,null,null,null,"40LH13"]
[null,"Joist Girder Span, ft.",null,null,null,null,null,null,null,null,null,null,null,null,null,null,null,null,null,null,null,null,null,null,null,null,null,null,null,null,null,null,null,null,null,null,null,null,null,null,null,"40LH14"]
[null,"Deck Profile & Gage",null,null,null,null,null,null,null,null,null,null,null,null,null,null,null,null,null,null,null,null,null,null,null,null,null,null,null,null,null,null,null,null,null,null,null,null,null,null,null,"40LH15"]
[null,"Deck Span, ft.",null,null,null,null,null,null,null,null,null,null,null,null,null,null,null,null,null,null,null,null,null,null,null,null,null,null,null,null,null,null,null,null,null,null,null,null,null,null,null,"40LH16"]
[null,"X-Bridging Rows",null,null,null,null,null,null,null,null,null,null,null,null,null,null,null,null,null,null,null,null,null,null,null,null,null,null,null,null,null,null,null,null,null,null,null,null,null,null,null,"44LH 9"]
[null,"H-Bridging Rows",null,null,null,null,null,null,null,null,null,null,null,null,null,null,null,null,null,null,null,null,null,null,null,null,null,null,null,null,null,null,null,null,null,null,null,null,null,null,null,"44LH10"]
[null,"Joist Size",null,null,null,null,null,null,null,null,null,null,null,null,null,null,null,null,null,null,null,null,null,null,null,null,null,null,null,null,null,null,null,null,null,null,null,null,null,null,null,"44LH11"]
[null,"Joist Seat Depth, in.",null,null,null,null,null,null,null,null,null,null,null,null,null,null,null,null,null,null,null,null,null,null,null,null,null,null,null,null,null,null,null,null,null,null,null,null,null,null,null,"44LH12"]
[null,"Joist Girder Size",null,null,null,null,null,null,null,null,null,null,null,null,null,null,null,null,null,null,null,null,null,null,null,null,null,null,null,null,null,null,null,null,null,null,null,null,null,null,null,"44LH13"]
[null,"Weight, psf",null,null,null,null,null,null,null,null,null,null,null,null,null,null,null,null,null,null,null,null,null,null,null,null,null,null,null,null,null,null,null,null,null,null,null,null,null,null,null,"44LH14"]
[null,"Cost, $ / sf",null,null,null,null,null,null,null,null,null,null,null,null,null,null,null,null,null,null,null,null,null,null,null,null,null,null,null,null,null,null,null,null,null,null,null,null,null,null,null,"44LH15"]
[null,null,null,null,null,null,null,null,null,null,null,null,null,null,null,null,null,null,null,null,null,null,null,null,null,null,null,null,null,null,null,null,null,null,null,null,null,null,null,null,null,"44LH16"]
[null,null,null,null,null,null,null,null,null,null,null,null,null,null,null,null,null,null,null,null,null,null,null,null,null,null,null,null,null,null,null,null,null,null,null,null,null,null,null,null,null,"44LH17"]
[null,null,null,null,null,null,null,null,null,null,null,null,null,null,null,null,null,null,null,null,null,null,null,null,null,null,null,null,null,null,null,null,null,null,null,null,null,null,null,null,null,"48LH10"]
[null,null,null,null,null,null,null,null,null,null,null,null,null,null,null,null,null,null,null,null,null,null,null,null,null,null,null,null,null,null,null,null,null,null,null,null,null,null,null,null,null,"48LH11"]
[null,null,null,null,null,null,null,null,null,null,null,null,null,null,null,null,null,null,null,null,null,null,null,null,null,null,null,null,null,null,null,null,null,null,null,null,null,null,null,null,null,"48LH12"]
[null,null,null,null,null,null,null,null,null,null,null,null,null,null,null,null,null,null,null,null,null,null,null,null,null,null,null,null,null,null,null,null,null,null,null,null,null,null,null,null,null,"48LH13"]
[null,null,null,null,null,null,null,null,null,null,null,null,null,null,null,null,null,null,null,null,null,null,null,null,null,null,null,null,null,null,null,null,null,null,null,null,null,null,null,null,null,"48LH14"]
[null,null,null,null,null,null,null,null,null,null,null,null,null,null,null,null,null,null,null,null,null,null,null,null,null,null,null,null,null,null,null,null,null,null,null,null,null,null,null,null,null,"48LH15"]
[null,null,null,null,null,null,null,null,null,null,null,null,null,null,null,null,null,null,null,null,null,null,null,null,null,null,null,null,null,null,null,null,null,null,null,null,null,null,null,null,null,"48LH16"]
[null,null,null,null,null,null,null,null,null,null,null,null,null,null,null,null,null,null,null,null,null,null,null,null,null,null,null,null,null,null,null,null,null,null,null,null,null,null,null,null,null,"48LH17"]
[null,null,null,null,null,null,null,null,null,null,null,null,null,null,null,null,null,null,null,null,null,null,null,null,null,null,null,null,null,null,null,null,null,null,null,null,null,null,null,null,null,"52DLH10"]
[null,null,null,null,null,null,null,null,null,null,null,null,null,null,null,null,null,null,null,null,null,null,null,null,null,null,null,null,null,null,null,null,null,null,null,null,null,null,null,null,null,"52DLH11"]
[null,null,null,null,null,null,null,null,null,null,null,null,null,null,null,null,null,null,null,null,null,null,null,null,null,null,null,null,null,null,null,null,null,null,null,null,null,null,null,null,null,"52DLH12"]
[null,null,null,null,null,null,null,null,null,null,null,null,null,null,null,null,null,null,null,null,null,null,null,null,null,null,null,null,null,null,null,null,null,null,null,null,null,null,null,null,null,"52DLH13"]
[null,null,null,null,null,null,null,null,null,null,null,null,null,null,null,null,null,null,null,null,null,null,null,null,null,null,null,null,null,null,null,null,null,null,null,null,null,null,null,null,null,"52DLH14"]
[null,null,null,null,null,null,null,null,null,null,null,null,null,null,null,null,null,null,null,null,null,null,null,null,null,null,null,null,null,null,null,null,null,null,null,null,null,null,null,null,null,"52DLH15"]
[null,null,null,null,null,null,null,null,null,null,null,null,null,null,null,null,null,null,null,null,null,null,null,null,null,null,null,null,null,null,null,null,null,null,null,null,null,null,null,null,null,"52DLH16"]
[null,null,null,null,null,null,null,null,null,null,null,null,null,null,null,null,null,null,null,null,null,null,null,null,null,null,null,null,null,null,null,null,null,null,null,null,null,null,null,null,null,"52DLH17"]
[null,null,null,null,null,null,null,null,null,null,null,null,null,null,null,null,null,null,null,null,null,null,null,null,null,null,null,null,null,null,null,null,null,null,null,null,null,null,null,null,null,"56DLH11"]
[null,null,null,null,null,null,null,null,null,null,null,null,null,null,null,null,null,null,null,null,null,null,null,null,null,null,null,null,null,null,null,null,null,null,null,null,null,null,null,null,null,"56DLH12"]
[null,null,null,null,null,null,null,null,null,null,null,null,null,null,null,null,null,null,null,null,null,null,null,null,null,null,null,null,null,null,null,null,null,null,null,null,null,null,null,null,null,"56DLH13"]
[null,null,null,null,null,null,null,null,null,null,null,null,null,null,null,null,null,null,null,null,null,null,null,null,null,null,null,null,null,null,null,null,null,null,null,null,null,null,null,null,null,"56DLH14"]
[null,null,null,null,null,null,null,null,null,null,null,null,null,null,null,null,null,null,null,null,null,null,null,null,null,null,null,null,null,null,null,null,null,null,null,null,null,null,null,null,null,"56DLH15"]
[null,null,null,null,null,null,null,null,null,null,null,null,null,null,null,null,null,null,null,null,null,null,null,null,null,null,null,null,null,null,null,null,null,null,null,null,null,null,null,null,null,"56DLH16"]
[null,null,null,null,null,null,null,null,null,null,null,null,null,null,null,null,null,null,null,null,null,null,null,null,null,null,null,null,null,null,null,null,null,null,null,null,null,null,null,null,null,"56DLH17"]
[null,null,null,null,null,null,null,null,null,null,null,null,null,null,null,null,null,null,null,null,null,null,null,null,null,null,null,null,null,null,null,null,null,null,null,null,null,null,null,null,null,"60DLH12"]
[null,null,null,null,null,null,null,null,null,null,null,null,null,null,null,null,null,null,null,null,null,null,null,null,null,null,null,null,null,null,null,null,null,null,null,null,null,null,null,null,null,"60DLH13"]
[null,null,null,null,null,null,null,null,null,null,null,null,null,null,null,null,null,null,null,null,null,null,null,null,null,null,null,null,null,null,null,null,null,null,null,null,null,null,null,null,null,"60DLH14"]
[null,null,null,null,null,null,null,null,null,null,null,null,null,null,null,null,null,null,null,null,null,null,null,null,null,null,null,null,null,null,null,null,null,null,null,null,null,null,null,null,null,"60DLH15"]
[null,null,null,null,null,null,null,null,null,null,null,null,null,null,null,null,null,null,null,null,null,null,null,null,null,null,null,null,null,null,null,null,null,null,null,null,null,null,null,null,null,"60DLH16"]
[null,null,null,null,null,null,null,null,null,null,null,null,null,null,null,null,null,null,null,null,null,null,null,null,null,null,null,null,null,null,null,null,null,null,null,null,null,null,null,null,null,"60DLH17"]
[null,null,null,null,null,null,null,null,null,null,null,null,null,null,null,null,null,null,null,null,null,null,null,null,null,null,null,null,null,null,null,null,null,null,null,null,null,null,null,null,null,"60DLH18"]
[null,null,null,null,null,null,null,null,null,null,null,null,null,null,null,null,null,null,null,null,null,null,null,null,null,null,null,null,null,null,null,null,null,null,null,null,null,null,null,null,null,"64DLH12"]
[null,null,null,null,null,null,null,null,null,null,null,null,null,null,null,null,null,null,null,null,null,null,null,null,null,null,null,null,null,null,null,null,null,null,null,null,null,null,null,null,null,"64DLH13"]
[null,null,null,null,null,null,null,null,null,null,null,null,null,null,null,null,null,null,null,null,null,null,null,null,null,null,null,null,null,null,null,null,null,null,null,null,null,null,null,null,null,"64DLH14"]
[null,null,null,null,null,null,null,null,null,null,null,null,null,null,null,null,null,null,null,null,null,null,null,null,null,null,null,null,null,null,null,null,null,null,null,null,null,null,null,null,null,"64DLH15"]
[null,null,null,null,null,null,null,null,null,null,null,null,null,null,null,null,null,null,null,null,null,null,null,null,null,null,null,null,null,null,null,null,null,null,null,null,null,null,null,null,null,"64DLH16"]
[null,null,null,null,null,null,null,null,null,null,null,null,null,null,null,null,null,null,null,null,null,null,null,null,null,null,null,null,null,null,null,null,null,null,null,null,null,null,null,null,null,"64DLH17"]
[null,null,null,null,null,null,null,null,null,null,null,null,null,null,null,null,null,null,null,null,null,null,null,null,null,null,null,null,null,null,null,null,null,null,null,null,null,null,null,null,null,"64DLH18"]
[null,null,null,null,null,null,null,null,null,null,null,null,null,null,null,null,null,null,null,null,null,null,null,null,null,null,null,null,null,null,null,null,null,null,null,null,null,null,null,null,null,"68DLH13"]
[null,null,null,null,null,null,null,null,null,null,null,null,null,null,null,null,null,null,null,null,null,null,null,null,null,null,null,null,null,null,null,null,null,null,null,null,null,null,null,null,null,"68DLH14"]
[null,null,null,null,null,null,null,null,null,null,null,null,null,null,null,null,null,null,null,null,null,null,null,null,null,null,null,null,null,null,null,null,null,null,null,null,null,null,null,null,null,"68DLH15"]
[null,null,null,null,null,null,null,null,null,null,null,null,null,null,null,null,null,null,null,null,null,null,null,null,null,null,null,null,null,null,null,null,null,null,null,null,null,null,null,null,null,"68DLH16"]
[null,null,null,null,null,null,null,null,null,null,null,null,null,null,null,null,null,null,null,null,null,null,null,null,null,null,null,null,null,null,null,null,null,null,null,null,null,null,null,null,null,"68DLH17"]
[null,null,null,null,null,null,null,null,null,null,null,null,null,null,null,null,null,null,null,null,null,null,null,null,null,null,null,null,null,null,null,null,null,null,null,null,null,null,null,null,null,"68DLH18"]
[null,null,null,null,null,null,null,null,null,null,null,null,null,null,null,null,null,null,null,null,null,null,null,null,null,null,null,null,null,null,null,null,null,null,null,null,null,null,null,null,null,"68DLH19"]
[null,null,null,null,null,null,null,null,null,null,null,null,null,null,null,null,null,null,null,null,null,null,null,null,null,null,null,null,null,null,null,null,null,null,null,null,null,null,null,null,null,"72DLH14"]
[null,null,null,null,null,null,null,null,null,null,null,null,null,null,null,null,null,null,null,null,null,null,null,null,null,null,null,null,null,null,null,null,null,null,null,null,null,null,null,null,null,"72DLH15"]
[null,null,null,null,null,null,null,null,null,null,null,null,null,null,null,null,null,null,null,null,null,null,null,null,null,null,null,null,null,null,null,null,null,null,null,null,null,null,null,null,null,"72DLH16"]
[null,null,null,null,null,null,null,null,null,null,null,null,null,null,null,null,null,null,null,null,null,null,null,null,null,null,null,null,null,null,null,null,null,null,null,null,null,null,null,null,null,"72DLH17"]
[null,null,null,null,null,null,null,null,null,null,null,null,null,null,null,null,null,null,null,null,null,null,null,null,null,null,null,null,null,null,null,null,null,null,null,null,null,null,null,null,null,"72DLH18"]
[null,null,null,null,null,null,null,null,null,null,null,null,null,null,null,null,null,null,null,null,null,null,null,null,null,null,null,null,null,null,null,null,null,null,null,null,null,null,null,null,null,"72DLH19"]
[null,null,null,null,null,null,null,null,null,null,null,null,null,null,null,null,null,null,null,null,null,null,null,null,null,null,null,null,null,null,null,null,null,null,null,null,null,null,null,null,null,"80DLH15"]
[null,null,null,null,null,null,null,null,null,null,null,null,null,null,null,null,null,null,null,null,null,null,null,null,null,null,null,null,null,null,null,null,null,null,null,null,null,null,null,null,null,"80DLH16"]
[null,null,null,null,null,null,null,null,null,null,null,null,null,null,null,null,null,null,null,null,null,null,null,null,null,null,null,null,null,null,null,null,null,null,null,null,null,null,null,null,null,"80DLH17"]
[null,null,null,null,null,null,null,null,null,null,null,null,null,null,null,null,null,null,null,null,null,null,null,null,null,null,null,null,null,null,null,null,null,null,null,null,null,null,null,null,null,"80DLH18"]
[null,null,null,null,null,null,null,null,null,null,null,null,null,null,null,null,null,null,null,null,null,null,null,null,null,null,null,null,null,null,null,null,null,null,null,null,null,null,null,null,null,"80DLH19"]
[null,null,null,null,null,null,null,null,null,null,null,null,null,null,null,null,null,null,null,null,null,null,null,null,null,null,null,null,null,null,null,null,null,null,null,null,null,null,null,null,null,"80DLH20"]
[null,null,null,null,null,null,null,null,null,null,null,null,null,null,null,null,null,null,null,null,null,null,null,null,null,null,null,null,null,null,null,null,null,null,null,null,null,null,null,null,null,"88DLH16"]
[null,null,null,null,null,null,null,null,null,null,null,null,null,null,null,null,null,null,null,null,null,null,null,null,null,null,null,null,null,null,null,null,null,null,null,null,null,null,null,null,null,"88DLH17"]
[null,null,null,null,null,null,null,null,null,null,null,null,null,null,null,null,null,null,null,null,null,null,null,null,null,null,null,null,null,null,null,null,null,null,null,null,null,null,null,null,null,"88DLH18"]
[null,null,null,null,null,null,null,null,null,null,null,null,null,null,null,null,null,null,null,null,null,null,null,null,null,null,null,null,null,null,null,null,null,null,null,null,null,null,null,null,null,"88DLH19"]
[null,null,null,null,null,null,null,null,null,null,null,null,null,null,null,null,null,null,null,null,null,null,null,null,null,null,null,null,null,null,null,null,null,null,null,null,null,null,null,null,null,"88DLH20"]
[null,null,null,null,null,null,null,null,null,null,null,null,null,null,null,null,null,null,null,null,null,null,null,null,null,null,null,null,null,null,null,null,null,null,null,null,null,null,null,null,null,"88DLH21"]
[null,null,null,null,null,null,null,null,null,null,null,null,null,null,null,null,null,null,null,null,null,null,null,null,null,null,null,null,null,null,null,null,null,null,null,null,null,null,null,null,null,"96DLH17"]
[null,null,null,null,null,null,null,null,null,null,null,null,null,null,null,null,null,null,null,null,null,null,null,null,null,null,null,null,null,null,null,null,null,null,null,null,null,null,null,null,null,"96DLH18"]
[null,null,null,null,null,null,null,null,null,null,null,null,null,null,null,null,null,null,null,null,null,null,null,null,null,null,null,null,null,null,null,null,null,null,null,null,null,null,null,null,null,"96DLH19"]
[null,null,null,null,null,null,null,null,null,null,null,null,null,null,null,null,null,null,null,null,null,null,null,null,null,null,null,null,null,null,null,null,null,null,null,null,null,null,null,null,null,"96DLH20"]
[null,null,null,null,null,null,null,null,null,null,null,null,null,null,null,null,null,null,null,null,null,null,null,null,null,null,null,null,null,null,null,null,null,null,null,null,null,null,null,null,null,"96DLH21"]
[null,null,null,null,null,null,null,null,null,null,null,null,null,null,null,null,null,null,null,null,null,null,null,null,null,null,null,null,null,null,null,null,null,null,null,null,null,null,null,null,null,"96DLH22"]
[null,null,null,null,null,null,null,null,null,null,null,null,null,null,null,null,null,null,null,null,null,null,null,null,null,null,null,null,null,null,null,null,null,null,null,null,null,null,null,null,null,"104DLH18"]
[null,null,null,null,null,null,null,null,null,null,null,null,null,null,null,null,null,null,null,null,null,null,null,null,null,null,null,null,null,null,null,null,null,null,null,null,null,null,null,null,null,"104DLH19"]
[null,null,null,null,null,null,null,null,null,null,null,null,null,null,null,null,null,null,null,null,null,null,null,null,null,null,null,null,null,null,null,null,null,null,null,null,null,null,null,null,null,"104DLH20"]
[null,null,null,null,null,null,null,null,null,null,null,null,null,null,null,null,null,null,null,null,null,null,null,null,null,null,null,null,null,null,null,null,null,null,null,null,null,null,null,null,null,"104DLH21"]
[null,null,null,null,null,null,null,null,null,null,null,null,null,null,null,null,null,null,null,null,null,null,null,null,null,null,null,null,null,null,null,null,null,null,null,null,null,null,null,null,null,"104DLH22"]
[null,null,null,null,null,null,null,null,null,null,null,null,null,null,null,null,null,null,null,null,null,null,null,null,null,null,null,null,null,null,null,null,null,null,null,null,null,null,null,null,null,"104DLH23"]
[null,null,null,null,null,null,null,null,null,null,null,null,null,null,null,null,null,null,null,null,null,null,null,null,null,null,null,null,null,null,null,null,null,null,null,null,null,null,null,null,null,"112DLH19"]
[null,null,null,null,null,null,null,null,null,null,null,null,null,null,null,null,null,null,null,null,null,null,null,null,null,null,null,null,null,null,null,null,null,null,null,null,null,null,null,null,null,"112DLH20"]
[null,null,null,null,null,null,null,null,null,null,null,null,null,null,null,null,null,null,null,null,null,null,null,null,null,null,null,null,null,null,null,null,null,null,null,null,null,null,null,null,null,"112DLH21"]
[null,null,null,null,null,null,null,null,null,null,null,null,null,null,null,null,null,null,null,null,null,null,null,null,null,null,null,null,null,null,null,null,null,null,null,null,null,null,null,null,null,"112DLH22"]
[null,null,null,null,null,null,null,null,null,null,null,null,null,null,null,null,null,null,null,null,null,null,null,null,null,null,null,null,null,null,null,null,null,null,null,null,null,null,null,null,null,"112DLH23"]
[null,null,null,null,null,null,null,null,null,null,null,null,null,null,null,null,null,null,null,null,null,null,null,null,null,null,null,null,null,null,null,null,null,null,null,null,null,null,null,null,null,"112DLH24"]
[null,null,null,null,null,null,null,null,null,null,null,null,null,null,null,null,null,null,null,null,null,null,null,null,null,null,null,null,null,null,null,null,null,null,null,null,null,null,null,null,null,"120DLH20"]
[null,null,null,null,null,null,null,null,null,null,null,null,null,null,null,null,null,null,null,null,null,null,null,null,null,null,null,null,null,null,null,null,null,null,null,null,null,null,null,null,null,"120DLH21"]
[null,null,null,null,null,null,null,null,null,null,null,null,null,null,null,null,null,null,null,null,null,null,null,null,null,null,null,null,null,null,null,null,null,null,null,null,null,null,null,null,null,"120DLH22"]
[null,null,null,null,null,null,null,null,null,null,null,null,null,null,null,null,null,null,null,null,null,null,null,null,null,null,null,null,null,null,null,null,null,null,null,null,null,null,null,null,null,"120DLH23"]
[null,null,null,null,null,null,null,null,null,null,null,null,null,null,null,null,null,null,null,null,null,null,null,null,null,null,null,null,null,null,null,null,null,null,null,null,null,null,null,null,null,"120DLH24"]
[null,null,null,null,null,null,null,null,null,null,null,null,null,null,null,null,null,null,null,null,null,null,null,null,null,null,null,null,null,null,null,null,null,null,null,null,null,null,null,null,null,"120DLH25"]

{"sheet":"Ponding Instructions","index":3,"n_rows":67,"n_cols":3,"rows_kept":67,"cut":false,"hidden":false,"merged":[]}
["INSTRUCTIONS FOR RUNNING PONDING ANALYSIS"]
[]
["1.","Determine the joist and Joist Girder preliminary design using the roof bay analysis spreadsheet."]
["2.","Determine the hydraulic head based on the flow rate, Q, and the drainage system."]
[null,"a.","The flow rate can be determined using ASCE 7-16 Equation C8-1."]
[null,"b.","The hydraulic head can be determined based on ASCE 7-16 Table C8-1 and the drain size."]
["3.","Determine the water level above the primary drain (dh + ds)."]
[null,"a.","Check the Building Code to see if a minimum height for secondary drains is provided.  ASCE 7-16"]
[null,null,"provides no minimum height except that the height should be higher than the primary drain. A minimum"]
[null,null,"of 2 inches above the primary drain is often used and is required by FM Global."]
[null,"b.","Some codes require that scuppers be a minimum of 2 inches above the roof level, but should not"]
[null,null,"exceed 4 inches above the roof level."]
["4.","Input the required data into the ponding analysis spreadsheet. The data from the roof bay analysis is"]
[null,"automatically transferred to the ponding analysis."]
["5.","Run the ponding analysis."]
[null,"a.","If stability is achieved, the analysis is complete. Ponding stability is achieved when the shear and"]
[null,null,"moment envelopes for the joists and Joist Girders are not exceeded. Joist Girder stability can be"]
[null,null,"achieved and yet individual panel point loads can be exceeded. These individual panel point loads"]
[null,null,"should be specified to prevent local instability, or for simplicity the Joist Girders can be specified"]
[null,null,"using the maximum panel point load."]
[null,"b.","If stability is not achieved, return to the roof bay analysis and select a stiffer joist and/or Joist Girder by"]
[null,null,"inputting larger loads in the “optional increased load data” section. Rerun the ponding analysis until"]
[null,null,"stability is achieved."]
[]
["Local Load Effects (Indicated with red font):"]
["Due to the nonuniform nature of ponding loads, applied load on a portion of the length of a joist or Joist Girder"]
["can occasionally exceed the allowable load even when the shear and bending moment diagrams fall within "]
["their respective design envelopes. In such instances, there is the potential for overstress due to top chord bending "]
["between the panel points for joists or buckling of web verticals for Joist Girders. The specifying professional may"]
["select a larger joist and/or specify a larger Joist Girder panel point load. "]
[]
["Ponding Analysis Notes:"]
["1.","Spreadsheet uses an iterative analysis to determine the loads from the ponded water. "]
["2.","Ponding is a nonlinear phenomenon. For ASD, the analysis is conducted using a force level adjustment factor "]
[null,"(a) of 1.6, unless overridden by the user. The loads are amplified by this factor and the results (i.e., moments "]
[null,"and shears) are reduced by this factor. The AISC Specification requires such a factor for all load-dependent "]
[null,"effects. The SJI recommends using the default value of 1.6, however, because of the long history of not using "]
[null,"an iterative solution for ponding calculations the spreadsheet allows the user to use a reduced multiplier."]
["3.","The 2015 IBC does not prescribe load factors for the combination of dead, snow and ponded water. The"]
[null,"default load factors are based on those of similar combinations. The SJI recommends using the load factors"]
[null,"shown in the spreadsheet; however, the user may override these load factors based on their judgement."]
["4.","Snow load must include rain on snow if required by IBC."]
["5.","The snow density can be determined using ASCE 7-16 Equation 7.7-1. The snow density is used to compute"]
[null,"the height of snow in the bay. When computing ponding loads, the spreadsheet accounts for the possibility "]
[null,"of snow and water occupying the same physical space (in this case, the density of snow plus water is taken "]
[null,"as that of just water). To override this behavior and conservatively allow snow and ponded water to overlap, "]
[null,"input a value of zero for snow density"]
["6.","Slopes to drains must be a minimum of 1/4 inch per foot per IBC."]
["7.","Small deformations are assumed with no catenary action."]
["8.","Cricket elevations are not included."]
["9.","Steel deck deflection is ignored."]
["10.","Standard SJI cambers are used, unless overridden by the user."]
["11.","If joists at the end of the bay are defined as rigid then camber is taken as zero."]
["12.","The stiffnesses for the selected joists and/or the Joist Girders can be overridden by the user. This feature"]
[null,"allows the user to investigate ponding for those situations where the chosen joists are supported by a steel"]
[null,"beam or other situations which are not explicitly covered by the spreadsheet."]
["13.","Equivalent loads for joists and Joist Girders are calculated through a comparison between the computed shear "]
[null,"and moment diagrams and SJI allowable envelopes. "]
["14.","For conditions with sloped joists and ponding toward one end of the joist, the Design Professional should "]
[null,"consider the potential for shear reversal in joist and Joist Girder web members.  If shear reversal is not "]
[null,"addressed via other design loading criteria such as Net Uplift or Snow Drift, the Design Professional could"]
[null,"specify the joist manufacturer is required to:  “Design joists and Joist Girder webs for a minimum vertical "]
[null,"shear equal to 12.5% of the end reaction in compression.”"]
[]
["Software Notes:"]
["1.","This spreadsheet incorporates subroutines for LU factorization and forward and back substitution created by"]
[null,"http://www.numerical-methods.com."]

{"sheet":"Ponding Analysis","index":4,"n_rows":162,"n_cols":31,"rows_kept":162,"cut":false,"hidden":false,"merged":[[142,3,142,4],[89,2,89,3],[78,2,78,3],[137,6,137,7],[138,6,138,7],[139,6,139,7],[140,6,140,7],[141,6,141,7],[0,1,0,7],[1,1,1,7],[11,1,11,2],[12,1,12,2],[13,1,13,2],[5,6,5,7],[5,2,5,4],[4,2,4,7],[3,2,3,7],[141,3,141,4],[68,2,68,3],[67,2,67,3],[66,2,66,3],[53,1,53,3],[71,2,71,3],[63,2,63,3],[148,6,148,7],[149,6,149,7],[145,6,145,7],[147,3,147,4],[6,14,6,15],[18,1,18,2],[20,1,20,2],[15,1,15,2],[17,1,17,2],[19,1,19,2],[14,1,14,2],[16,1,16,2],[147,6,147,7],[136,6,136,7],[95,4,96,7],[61,2,61,3],[59,2,59,3],[65,1,65,3],[69,2,69,3],[55,1,55,3],[84,2,84,3],[83,2,83,3],[81,2,81,3],[79,2,79,3],[151,3,151,4],[144,3,144,4],[140,3,140,4],[143,3,143,4],[156,2,156,3],[158,2,158,3],[145,3,145,4],[156,5,156,6],[148,3,148,4],[149,3,149,4],[150,3,150,4],[150,6,150,7],[146,6,146,7],[146,3,146,4],[157,2,157,3],[157,5,157,6],[152,3,152,4],[153,3,153,4],[154,3,154,4],[155,3,155,4],[151,6,151,7],[152,6,152,7],[153,6,153,7],[154,6,154,7],[9,17,9,18],[130,2,130,4],[91,2,91,3],[86,2,86,3],[87,2,87,3],[131,3,131,4],[132,3,132,4],[159,2,159,3],[130,5,130,7],[155,6,155,7],[133,3,133,4],[131,6,131,7],[132,6,132,7],[133,6,133,7],[134,6,134,7],[135,6,135,7],[137,3,137,4],[138,3,138,4],[139,3,139,4],[158,5,158,6],[142,6,142,7],[143,6,143,7],[144,6,144,7],[159,5,159,6],[97,10,97,30],[85,1,85,3],[130,10,130,30],[134,3,134,4],[135,3,135,4],[136,3,136,4],[75,2,75,3],[73,2,73,3],[80,2,80,3],[128,3,129,7]]}
[null,"Roof Bay Ponding Analysis"]
[null,"(SJI Load Tables / SDI Specification)    Copyright © 2018"]
[]
[null,"Project Name:",{"$f":"'Roof Bay Analysis'!D4","v":"xyz"}]
[null,"Project Number:",{"$f":"'Roof Bay Analysis'!D5","v":"2015xyz"}]
[null,"Engineer:",{"$f":"'Roof Bay Analysis'!D6","v":"XYZ"},null,null,"Date:",{"$f":"'Roof Bay Analysis'!I6","v":"2018-01-18"}]
[null,null,null,null,null,null,null,null,null,null,null,null,null,null,"Camber Table"]
[null,null,null,null,null,null,null,null,null,null,null,null,null,null,"Span","Camber"]
[null,"General Input (Defined in Roof Bay Analysis Spreadsheet)",null,null,null,null,null,null,null,null,null,null,null,null,0,0]
[null,null,null,null,null,null,null,null,null,null,null,null,null,null,20,0.25,null,"Data from last run"]
[null,"Design Methodology",null,{"$f":"'Roof Bay Analysis'!D8","v":"ASD"},null,null,null,null,null,null,null,null,null,null,30,0.375,null,"ASD",{"$f":"IF(OR(R11=\"\",R11=D11),0,1)","v":0}]
[null,"Joist Span",null,{"$f":"'Roof Bay Analysis'!E11","v":30},"ft",null,null,null,null,null,null,null,null,null,40,0.625,null,30,0]
[null,"Joist Girder Span",null,{"$f":"'Roof Bay Analysis'!E12","v":50},"ft",null,null,null,null,null,null,null,null,null,50,1,null,50,0]
[null,"Joist Size",null,{"$f":"'Roof Bay Analysis'!B76","v":"18K 3"},null,null,null,null,null,null,null,null,null,null,60,1.5,null,"18K 3",0]
[null,"Joist Allowable Load",null,{"$f":"'Roof Bay Analysis'!E76","v":203},"lb/ft",null,null,null,null,null,null,null,null,null,70,2,null,203,0]
[null,"Joist Girder Size",null,{"$f":"'Roof Bay Analysis'!D140","v":"52G8N4.3K"},null,null,null,null,null,null,null,null,null,null,80,2.75,null,"52G8N4.3K",0]
[null,"Joist Girder Allowable Load",null,{"$f":"'Roof Bay Analysis'!D89","v":4.3},"k",null,null,null,null,null,null,null,null,null,90,3.5,null,4.3,0]
[null,"Number of Joist Spaces",null,{"$f":"'Roof Bay Analysis'!D40","v":8},null,null,null,null,null,null,null,null,null,null,100,4.25,null,8,0]
[null,"Dead Load on Joists",null,{"$f":"SUM('Roof Bay Analysis'!D32:D34,'Roof Bay Analysis'!D36)","v":9.9819999999999993},"psf",null,null,null,null,null,null,null,null,null,null,null,null,9.9819999999999993,0]
[null,"Joist Girder Self Weight",null,{"$f":"'Roof Bay Analysis'!F89","v":25},"lb/ft",null,null,null,null,null,null,null,null,null,null,null,null,25,0]
[null,"Snow Load",null,{"$f":"'Roof Bay Analysis'!I34","v":5},"psf",null,null,null,null,null,null,null,null,null,"Iteration","ΣW",null,5,0]
[null,null,null,null,null,null,null,null,null,null,null,null,null,null,"#","(kips)",null,"rerun if not 0:",{"$f":"SUM(S11:S21)","v":0}]
[null,null,null,null,null,null,null,null,null,null,null,null,null,null,1,3.044616660618793]
[null,null,null,null,null,null,null,null,null,null,null,null,null,null,2,6.8160064575071369]
[null,{"$f":"CONCATENATE(\"z = \",TEXT(E67,\"0.000\"),\" in\")","v":"z = 12.000 in"},null,null,null,{"$f":"CONCATENATE(\"z = \",TEXT(E68,\"0.000\"),\" in\")","v":"z = 12.000 in"},null,null,null,null,null,null,null,null,3,7.562350520599713]
[null,null,null,null,null,null,null,null,null,null,null,null,null,null,4,7.7220560546900909]
[null,null,null,null,null,null,null,null,null,null,null,null,null,null,5,7.7570023497699037]
[null,null,null,null,null,null,null,null,null,null,null,null,null,null,6,7.7646847982266216]
[null,null,null,null,null,null,null,null,null,null,null,null,null,null,7,7.7663762825957585]
[null,null,null,null,null,null,null,null,null,null,null,null,null,null,8,7.7667491842697354]
[null,null,null,null,null,null,null,null,null,null,null,null,null,null,9,7.7668314182012219]
[null,null,null,null,null,null,null,null,null,null,null,null,null,null,10,7.766849554155554]
[null,null,null,null,null,null,null,null,null,null,null,null,null,null,11]
[null,null,null,null,null,null,null,null,null,null,null,null,null,null,12]
[null,null,null,null,null,null,null,null,null,null,null,null,null,null,13]
[null,null,null,null,null,null,null,null,null,null,null,null,null,null,14]
[null,null,null,null,null,null,null,null,null,null,null,null,null,null,15]
[null,null,null,null,null,null,null,null,null,null,null,null,null,null,16]
[null,null,null,null,null,null,null,null,null,null,null,null,null,null,17]
[null,null,null,null,null,null,null,null,null,null,null,null,null,null,18]
[null,null,null,null,null,null,null,null,null,null,null,null,null,null,19]
[null,null,null,null,null,null,null,null,null,null,null,null,null,null,20]
[null,{"$f":"CONCATENATE(\"z = \",TEXT(E69,\"0.000\"),\" in\")","v":"z = 0.000 in"},null,null,null,{"$f":"CONCATENATE(\"z = \",TEXT(E70,\"0.000\"),\" in\")","v":"z = 0.000 in"},null,null,null,null,null,null,null,null,21]
[null,null,null,null,null,null,null,null,null,null,null,null,null,null,22]
[null,null,null,null,null,null,null,null,null,null,null,null,null,null,23]
[null,null,null,null,null,null,null,null,null,null,null,null,null,null,24]
[null,null,null,null,null,null,null,null,null,null,null,null,null,null,25]
[null,null,null,null,null,null,null,null,null,null,null,null,null,null,26]
[null,null,null,null,null,null,null,null,null,null,null,null,null,null,27]
[null,null,null,null,null,null,null,null,null,null,null,null,null,null,28]
[null,null,null,null,null,null,null,null,null,null,null,null,null,null,29]
[null,"Ponding Specific Input",null,null,null,null,null,null,null,null,null,null,null,null,30]
[null,null,null,null,null,null,null,null,null,null,null,null,null,null,31]
[null,"Water level relative to zero datum:",null,null,4,"in",null,null,null,null,null,null,null,null,32]
[null,"Compute load on deformed roof:",null,null,"Y","(Y or N)",null,null,null,null,null,null,null,null,33]
[null,"Snow density:",null,null,17,"lb/ft3",null,null,null,null,null,null,null,null,34]
[null,"Force level adjustment factor (a):",null,null,{"$f":"IF(ISBLANK(E58),IF(D11=\"ASD\",1.6,1),E58)","v":1.6},null,null,null,null,null,null,null,null,null,35]
[null,null,null,"override:",null,null,null,null,null,null,null,null,null,null,36]
[null,"Load factors:",null,null,null,null,null,null,null,null,null,null,null,null,37]
[null,null,"Dead",null,{"$f":"IF(ISBLANK(E61),IF(D11=\"ASD\",1,1.2),E61)","v":1},null,null,null,null,null,null,null,null,null,38]
[null,null,null,"override:",null,null,null,null,null,null,null,null,null,null,39]
[null,null,"Snow",null,{"$f":"IF(ISBLANK(E63),IF(E55=\"Y\",IF(D11=\"ASD\",0.75,1.2),0),E63)","v":0.75},null,null,null,null,null,null,null,null,null,40]
[null,null,null,"override:",null,null,null,null,null,null,null,null,null,null,41]
[null,null,"Ponded Water",null,{"$f":"IF(ISBLANK(E65),IF(E55=\"Y\",IF(D11=\"ASD\",0.75,1.2),IF(D11=\"ASD\",1,1.6)),E65)","v":0.75},null,null,null,null,null,null,null,null,null,42]
[null,null,null,"override:",null,null,null,null,null,null,null,null,null,null,43]
[null,"Top of roof elevation:",null,null,null,null,null,null,null,null,null,null,null,null,44]
[null,null,"Top Left",null,12,"in",null,null,null,null,null,null,null,null,45]
[null,null,"Top Right",null,12,"in",null,null,null,null,null,null,null,null,46]
[null,null,"Bottom Left",null,0,"in",null,null,null,null,null,null,null,null,47]
[null,null,"Bottom Right",null,0,"in",null,null,null,null,null,null,null,null,48]
[null,"Camber:",null,null,null,null,null,null,null,null,null,null,null,null,49]
[null,null,"Joist",null,{"$f":"IF(ISBLANK(E73),IF(D12>100,D12*12/300,VLOOKUP(D12,O9:P18,2,TRUE)),E73)","v":0.375},"in",null,null,null,null,null,null,null,null,50]
[null,null,null,"override:",null,"in"]
[null,null,"Top Joist Girder",null,{"$f":"IF(ISBLANK(E75),IF(E84=\"Y\",0,IF(D13>100,D13*12/300,VLOOKUP(D13,O9:P18,2,TRUE))),E75)","v":0},"in"]
[null,null,null,"override:",null,"in"]
[null,null,"Bottom Joist Girder",null,{"$f":"IF(ISBLANK(E77),IF(E85=\"Y\",0,IF(D13>100,D13*12/300,VLOOKUP(D13,O9:P18,2,TRUE))),E77)","v":1},"in"]
[null,null,null,"override:",null,"in"]
[null,"Bay is mirrored:"]
[null,null,"Left",null,"Y","(Y or N)"]
[null,null,"Right",null,"Y","(Y or N)"]
[null,null,"Top",null,"N","(Y or N)"]
[null,null,"Bottom",null,"Y","(Y or N)"]
[null,"Joist support is wall:"]
[null,null,"Top",null,"Y","(Y or N)"]
[null,null,"Bottom",null,"N","(Y or N)"]
[null,"Joist is rigid:"]
[null,null,"Joist 1 (Leftmost)",null,"N","(Y or N)"]
[null,null,{"$f":"CONCATENATE(\"Joist \",D18+1,\" (Rightmost)\")","v":"Joist 9 (Rightmost)"},null,"N","(Y or N)"]
[null,"Effective moment of inertia:"]
[null,null,"Joist",null,{"$f":"IF(ISBLANK(E91),'Roof Bay Analysis'!I62,E91)","v":74.775548770680444},"in4"]
[null,"(Values include",null,"override:",null,"in4"]
[null,"1.15 factor for","Joist Girder",null,{"$f":"IF(ISBLANK(E93),'Roof Bay Analysis'!I63,E93)","v":2099.8956521739133},"in4"]
[null,"shear deformations)",null,"override:",null,"in4"]
[]
[]
[null,"Joist Output",null,null,{"$f":"IF(COUNTIF(H100:H124,\"NO GOOD\")>0,\"Joist size can be revised by inputting larger loads in the ''optional increased load data'' section of the Roof Bay Analysis spreadsheet\",\"\")","v":""}]
[null,null,null,null,null,null,null,null,null,null,0,{"$f":"K97+1","v":1},{"$f":"L97+1","v":2},3,4,5,6,7,8,9,10,11,12,13,14,15,16,17,18,19,{"$f":"AD97+1","v":20}]
[null,"Joist","Max Shear","Equiv. Load","Max Moment","Equiv. Load","Strength","Strength",null,"Joist","Total Distributed Load on Joist as a Function of Distance from Bottom Support (lb/ft)"]
[null,"Number","kips","lb/ft","kip-ft","lb/ft","Ratio","Check",null,"Number",{"$f":"INT($D$12*K97/20)&\"' \"&TEXT(12*($D$12*K97/20-INT($D$12*K97/20)),\"0\")&CHAR(34)","v":"0' 0\""},{"$f":"INT($D$12*L97/20)&\"' \"&TEXT(12*($D$12*L97/20-INT($D$12*L97/20)),\"0\")&CHAR(34)","v":"1' 6\""},"3' 0\"","4' 6\"","6' 0\"","7' 6\"","9' 0\"","10' 6\"","12' 0\"","13' 6\"","15' 0\"","16' 6\"","18' 0\"","19' 6\"","21' 0\"","22' 6\"","24' 0\"","25' 6\"","27' 0\"","28' 6\"","30' 0\""]
[null,1,1.6979565748743035,113.19710499162024,10.662901155174637,110.75647147101238,{"$f":"IF(ISBLANK(B100),\"\",MAX(D100,F100)/$D$15)","v":0.55762120685527206},{"$f":"IF(ISBLANK(B100),\"\",IF(MAX(D100,F100)>$D$15,\"NO GOOD\",\"OKAY\"))","v":"OKAY"},null,1,159.56914188317637,152.20809039513517,142.77677825807757,134.36102856149716,125.8170502911633,117.02658442173589,107.93211380161284,98.489657129376653,89.3755435565337,85.898921658834936,85.825000000000003,85.825000000000003,85.825000000000003,85.825000000000003,85.825000000000003,85.825000000000003,85.825000000000003,85.825000000000003,85.825000000000003,85.825000000000003,85.825000000000003]
[null,2,1.7444001176796824,116.29334117864549,10.835684105891492,113.6579798915827,{"$f":"IF(ISBLANK(B101),\"\",MAX(D101,F101)/$D$15)","v":0.57287360186524872},{"$f":"IF(ISBLANK(B101),\"\",IF(MAX(D101,F101)>$D$15,\"NO GOOD\",\"OKAY\"))","v":"OKAY"},null,2,166.36520563297668,158.63444448746483,147.8535498873467,138.77040946466542,130.00684026557593,120.99796887747647,111.67802200068529,102.00270403355151,92.159265307816611,86.327995855349684,85.825029932107128,85.825000000000003,85.825000000000003,85.825000000000003,85.825000000000003,85.825000000000003,85.825000000000003,85.825000000000003,85.825000000000003,85.825000000000003,85.825000000000003]
[null,3,1.8129332574777084,120.86221716518055,11.099055241065267,117.96734396925881,0.59538038012404215,"OKAY",null,3,175.86480788779912,167.85995909872165,155.92554768761889,145.17586798343731,135.93275962144563,126.63231064402609,117.00820706139547,107.01541054580491,96.632271440775909,87.82199676493353,85.832824594735982,85.825000000000003,85.825000000000003,85.825000000000003,85.825000000000003,85.825000000000003,85.825000000000003,85.825000000000003,85.825000000000003,85.825000000000003,85.825000000000003]
[null,4,1.8639708771063914,124.26472514042608,11.301784963954953,121.19429857271768,0.61214150315480831,"OKAY",null,4,182.60282992709924,174.43678822773143,162.16838130650009,150.20963094168883,140.16812500811037,130.66080282537078,120.82534999265069,110.61064133437505,99.98505883241593,89.73040356204146,85.894773806219305,85.825000000000003,85.825000000000003,85.825000000000003,85.825000000000003,85.825000000000003,85.825000000000003,85.825000000000003,85.825000000000003,85.825000000000003,85.825000000000003]
[null,5,1.8827532740225554,125.51688493483702,11.377860196148879,122.38499929581232,0.61830977800412323,"OKAY",null,5,185.02271207632802,176.79967733917485,164.44312461746244,152.16962201496597,141.70287208239702,132.11148321666292,122.20068392802226,111.90670825295649,101.19790125885854,90.5911781021331,85.957842133209155,85.825000000000003,85.825000000000003,85.825000000000003,85.825000000000003,85.825000000000003,85.825000000000003,85.825000000000003,85.825000000000003,85.825000000000003,85.825000000000003]
[null,6,1.8639708771065688,124.26472514043792,11.301784963954271,121.19429857272038,0.6121415031548666,"OKAY",null,6,182.60282992709867,174.43678822773069,162.16838130649904,150.20963094168769,140.16812500810937,130.66080282536973,120.82534999264965,110.61064133437399,99.985058832414992,89.730403562040891,85.894773806219249,85.825000000000003,85.825000000000003,85.825000000000003,85.825000000000003,85.825000000000003,85.825000000000003,85.825000000000003,85.825000000000003,85.825000000000003,85.825000000000003]
[null,7,1.8129332574771035,120.86221716514025,11.099055241065546,117.96734396921707,0.59538038012384364,"OKAY",null,7,175.86480788779815,167.85995909872008,155.92554768761673,145.17586798343515,135.93275962144355,126.63231064402397,117.00820706139343,107.01541054580314,96.632271440774403,87.821996764932805,85.832824594735968,85.825000000000003,85.825000000000003,85.825000000000003,85.825000000000003,85.825000000000003,85.825000000000003,85.825000000000003,85.825000000000003,85.825000000000003,85.825000000000003]
[null,8,1.744400117679078,116.29334117860519,10.835684105892815,113.65797989153401,0.57287360186505021,"OKAY",null,8,166.36520563297603,158.63444448746407,147.85354988734588,138.77040946466465,130.00684026557528,120.99796887747576,111.67802200068469,102.00270403355105,92.159265307816312,86.327995855349585,85.825029932107128,85.825000000000003,85.825000000000003,85.825000000000003,85.825000000000003,85.825000000000003,85.825000000000003,85.825000000000003,85.825000000000003,85.825000000000003,85.825000000000003]
[null,9,1.6979565748740901,113.19710499160601,10.662901155174355,110.75647147099357,0.557621206855202,"OKAY",null,9,159.56914188317609,152.2080903951348,142.77677825807706,134.3610285614966,125.81705029116273,117.02658442173529,107.93211380161227,98.489657129376141,89.375543556533415,85.898921658834922,85.825000000000003,85.825000000000003,85.825000000000003,85.825000000000003,85.825000000000003,85.825000000000003,85.825000000000003,85.825000000000003,85.825000000000003,85.825000000000003,85.825000000000003]
[null,null,null,null,null,null,"",""]
[null,null,null,null,null,null,"",""]
[null,null,null,null,null,null,"",""]
[null,null,null,null,null,null,"",""]
[null,null,null,null,null,null,"",""]
[null,null,null,null,null,null,"",""]
[null,null,null,null,null,null,"",""]
[null,null,null,null,null,null,"",""]
[null,null,null,null,null,null,"",""]
[null,null,null,null,null,null,"",""]
[null,null,null,null,null,null,"",""]
[null,null,null,null,null,null,"",""]
[null,null,null,null,null,null,"",{"$f":"IF(ISBLANK(B121),\"\",IF(MAX(D121,F121)>$D$15,\"NO GOOD\",\"OKAY\"))","v":""}]
[null,null,null,null,null,null,"",""]
[null,null,null,null,null,null,"",""]
[null,null,null,null,null,null,"",""]
[null,"NOTES:",{"$f":" CONCATENATE(\"1. Loads and load effects correspond to \",D11,\" load combinations.\")","v":"1. Loads and load effects correspond to ASD load combinations."},null,null,null,null,null,null,"NOTES:",{"$f":" CONCATENATE(\"1. Loads correspond to \",D11,\" load combinations.\")","v":"1. Loads correspond to ASD load combinations."}]
[null,null,"2. Strength ratio computed assuming shear capacity equal to 12.5% of the end reaction for shear",null,null,null,null,null,null,null,{"$f":"IF(MAX(K100:AE124)>$D$15,\"2. Highlighted distributed loads may cause a local overstress, see notes on Ponding Instructions spreadsheet.\",\"\")","v":""}]
[null,null,"     reversals, see Note 14 on the Ponding Instructions spreadsheet."]
[]
[null,"Joist Girder Output",null,{"$f":"IF(OR(E160=\"NO GOOD\",H160=\"NO GOOD\"),\"Joist Girder size can be revised by inputting larger loads in the ''optional increased load data'' section of the Roof Bay Analysis spreadsheet\",\"\")","v":""}]
[]
[null,null,"Top Joist Girder",null,null,"Bottom Joist Girder",null,null,null,"Joist","Total Distributed Load in Excess of Allowable Load on Joist as a Function of Distance from Bottom Support (lb/ft)"]
[null,"Joist","Joist React.","Panel Point Load",null,"Joist React.","Panel Point Load",null,null,"Number",{"$f":"K99","v":"0' 0\""},{"$f":"L99","v":"1' 6\""},"3' 0\"","4' 6\"","6' 0\"","7' 6\"","9' 0\"","10' 6\"","12' 0\"","13' 6\"","15' 0\"","16' 6\"","18' 0\"","19' 6\"","21' 0\"","22' 6\"","24' 0\"","25' 6\"","27' 0\"","28' 6\"","30' 0\""]
[null,"Number","kips","kips",null,"kips","kips",null,null,{"$f":"IF(J100=\"\",\"\",J100)","v":1},{"$f":"IF(K100=\"\",\"\",IF(K100>$D$15,K100-$D$15,\"\"))","v":""},{"$f":"IF(L100=\"\",\"\",IF(L100>$D$15,L100-$D$15,\"\"))","v":""},"","","","","","","","","","","","","","","","","","",""]
[null,2,1.3647643817109911,null,null,1.7444001176796824,3.6450502353593648,null,null,{"$f":"IF(J101=\"\",\"\",J101)","v":2},{"$f":"IF(K101=\"\",\"\",IF(K101>$D$15,K101-$D$15,\"\"))","v":""},"","","","","","","","","","","","","","","","","","","",""]
[null,3,1.3807273315996726,null,null,1.8129332574777084,3.7821165149554168,null,null,3,"","","","","","","","","","","","","","","","","","","","",""]
[null,4,1.3930224290913673,null,null,1.8639708771063914,3.8841917542127828,null,null,4,"","","","","","","","","","","","","","","","","","","","",""]
[null,5,1.3976416494508614,null,null,1.8827532740225554,3.9217565480451109,null,null,5,"","","","","","","","","","","","","","","","","","","","",""]
[null,6,1.3930224290913673,null,null,1.8639708771065688,3.8841917542131377,null,null,6,"","","","","","","","","","","","","","","","","","","","",""]
[null,7,1.3807273315997437,null,null,1.8129332574771035,3.7821165149542071,null,null,7,"","","","","","","","","","","","","","","","","","","","",""]
[null,8,1.3647643817109556,null,null,1.744400117679078,3.645050235358156,null,null,8,"","","","","","","","","","","","","","","","","","","","",""]
[null,null,null,null,null,null,null,null,null,9,"","","","","","","","","","","","","","","","","","","","",""]
[null,null,null,null,null,null,null,null,null,"","","","","","","","","","","","","","","","","","","","","",""]
[null,null,null,null,null,null,null,null,null,"","","","","","","","","","","","","","","","","","","","","",""]
[null,null,null,null,null,null,null,null,null,"","","","","","","","","","","","","","","","","","","","","",""]
[null,null,null,null,null,null,null,null,null,"","","","","","","","","","","","","","","","","","","","","",""]
[null,null,null,null,null,null,null,null,null,"","","","","","","","","","","","",{"$f":"IF(V113=\"\",\"\",IF(V113>$D$15,V113-$D$15,\"\"))","v":""},"","","","","","","","",""]
[null,null,null,null,null,null,null,null,null,"","","","","","","","","","","","","","","","","","","","","",""]
[null,null,null,null,null,null,null,null,null,"","","","","","","","","","","","","","","","","","","","","",""]
[null,null,null,null,null,null,null,null,null,"","","","","","","","","","","","","","","","","","","","","",""]
[null,null,null,null,null,null,null,null,null,"","","","","","","","","","","","","","","","","","","","","",""]
[null,null,null,null,null,null,null,null,null,"","","","","","","","","","","","","","","","","","","","","",""]
[null,null,null,null,null,null,null,null,null,"","","","","","","","","","","","","","","","","","","","","",""]
[null,null,null,null,null,null,null,null,null,"","","","","","","","","","","","","","","","","","","","","",""]
[null,null,null,null,null,null,null,null,null,"","","","","","","","","","","","","","","","","","","","","",""]
[null,null,null,null,null,null,null,null,null,"","","","","","","","","","","","","","","","","","","","","",""]
[null,null,null,null,null,null,null,null,null,"","","","","","","","","","","","","","","","","","","","","",""]
[null,null,"Equiv. Load for Shear (kips):",null,"N/A (WALL)","Equiv. Load for Shear (kips):",null,3.896713352157426,null,"","","","","","","","","","","","","","","","","","","","","",""]
[null,null,"Equiv. Load for Moment (kips):",null,"N/A (WALL)","Equiv. Load for Moment (kips):",null,3.8381714529998781]
[null,null,"Strength Ratio:",null,{"$f":"IF(E158=\"\",\"\",IF(ISTEXT(E158),E158,MAX(E157:E158)/$D$17))","v":"N/A (WALL)"},"Strength Ratio:",null,{"$f":"IF(H158=\"\",\"\",IF(ISTEXT(H158),H158,MAX(H157:H158)/$D$17))","v":0.9062124074784712}]
[null,null,"Strength Check:",null,{"$f":"IF(E158=\"\",\"\",IF(ISTEXT(E158),E158,IF(MAX(E157:E158)>$D$17,\"NO GOOD\",\"OKAY\")))","v":"N/A (WALL)"},"Strength Check:",null,{"$f":"IF(H158=\"\",\"\",IF(ISTEXT(H158),H158,IF(MAX(H157:H158)>$D$17,\"NO GOOD\",\"OKAY\")))","v":"OKAY"}]
[null,"NOTES:",{"$f":" CONCATENATE(\"1. Loads and load effects correspond to \",D11,\" load combinations.\")","v":"1. Loads and load effects correspond to ASD load combinations."}]
[null,null,{"$f":"IF(OR(MAX(D134:E156)>$D$17,MAX(G134:H156)>$D$17),\"2. Highlighted panel point loads may cause a local overstress, see notes in Ponding Instructions.\",\"\")","v":""}]

{"sheet":"Ponding Load Results","index":5,"n_rows":59,"n_cols":23,"rows_kept":59,"cut":false,"hidden":false,"merged":[[1,2,1,22],[32,2,32,22]]}
[]
[null,"Joist","Total Distributed Load on Joist as a Function of Distance from Bottom Support (lb/ft)"]
[null,"Number",{"$f":"'Ponding Analysis'!K99","v":"0' 0\""},{"$f":"'Ponding Analysis'!L99","v":"1' 6\""},{"$f":"'Ponding Analysis'!M99","v":"3' 0\""},{"$f":"'Ponding Analysis'!N99","v":"4' 6\""},{"$f":"'Ponding Analysis'!O99","v":"6' 0\""},{"$f":"'Ponding Analysis'!P99","v":"7' 6\""},{"$f":"'Ponding Analysis'!Q99","v":"9' 0\""},{"$f":"'Ponding Analysis'!R99","v":"10' 6\""},{"$f":"'Ponding Analysis'!S99","v":"12' 0\""},{"$f":"'Ponding Analysis'!T99","v":"13' 6\""},{"$f":"'Ponding Analysis'!U99","v":"15' 0\""},{"$f":"'Ponding Analysis'!V99","v":"16' 6\""},{"$f":"'Ponding Analysis'!W99","v":"18' 0\""},{"$f":"'Ponding Analysis'!X99","v":"19' 6\""},{"$f":"'Ponding Analysis'!Y99","v":"21' 0\""},{"$f":"'Ponding Analysis'!Z99","v":"22' 6\""},{"$f":"'Ponding Analysis'!AA99","v":"24' 0\""},{"$f":"'Ponding Analysis'!AB99","v":"25' 6\""},{"$f":"'Ponding Analysis'!AC99","v":"27' 0\""},{"$f":"'Ponding Analysis'!AD99","v":"28' 6\""},{"$f":"'Ponding Analysis'!AE99","v":"30' 0\""}]
[null,{"$f":"IF('Ponding Analysis'!J100=\"\",\"\",'Ponding Analysis'!J100)","v":1},{"$f":"IF('Ponding Analysis'!K100=\"\",\"\",'Ponding Analysis'!K100)","v":159.56914188317637},{"$f":"IF('Ponding Analysis'!L100=\"\",\"\",'Ponding Analysis'!L100)","v":152.20809039513517},{"$f":"IF('Ponding Analysis'!M100=\"\",\"\",'Ponding Analysis'!M100)","v":142.77677825807757},{"$f":"IF('Ponding Analysis'!N100=\"\",\"\",'Ponding Analysis'!N100)","v":134.36102856149716},{"$f":"IF('Ponding Analysis'!O100=\"\",\"\",'Ponding Analysis'!O100)","v":125.8170502911633},{"$f":"IF('Ponding Analysis'!P100=\"\",\"\",'Ponding Analysis'!P100)","v":117.02658442173589},{"$f":"IF('Ponding Analysis'!Q100=\"\",\"\",'Ponding Analysis'!Q100)","v":107.93211380161284},{"$f":"IF('Ponding Analysis'!R100=\"\",\"\",'Ponding Analysis'!R100)","v":98.489657129376653},{"$f":"IF('Ponding Analysis'!S100=\"\",\"\",'Ponding Analysis'!S100)","v":89.3755435565337},{"$f":"IF('Ponding Analysis'!T100=\"\",\"\",'Ponding Analysis'!T100)","v":85.898921658834936},{"$f":"IF('Ponding Analysis'!U100=\"\",\"\",'Ponding Analysis'!U100)","v":85.825000000000003},{"$f":"IF('Ponding Analysis'!V100=\"\",\"\",'Ponding Analysis'!V100)","v":85.825000000000003},{"$f":"IF('Ponding Analysis'!W100=\"\",\"\",'Ponding Analysis'!W100)","v":85.825000000000003},{"$f":"IF('Ponding Analysis'!X100=\"\",\"\",'Ponding Analysis'!X100)","v":85.825000000000003},{"$f":"IF('Ponding Analysis'!Y100=\"\",\"\",'Ponding Analysis'!Y100)","v":85.825000000000003},{"$f":"IF('Ponding Analysis'!Z100=\"\",\"\",'Ponding Analysis'!Z100)","v":85.825000000000003},{"$f":"IF('Ponding Analysis'!AA100=\"\",\"\",'Ponding Analysis'!AA100)","v":85.825000000000003},{"$f":"IF('Ponding Analysis'!AB100=\"\",\"\",'Ponding Analysis'!AB100)","v":85.825000000000003},{"$f":"IF('Ponding Analysis'!AC100=\"\",\"\",'Ponding Analysis'!AC100)","v":85.825000000000003},{"$f":"IF('Ponding Analysis'!AD100=\"\",\"\",'Ponding Analysis'!AD100)","v":85.825000000000003},{"$f":"IF('Ponding Analysis'!AE100=\"\",\"\",'Ponding Analysis'!AE100)","v":85.825000000000003}]
[null,{"$f":"IF('Ponding Analysis'!J101=\"\",\"\",'Ponding Analysis'!J101)","v":2},{"$f":"IF('Ponding Analysis'!K101=\"\",\"\",'Ponding Analysis'!K101)","v":166.36520563297668},{"$f":"IF('Ponding Analysis'!L101=\"\",\"\",'Ponding Analysis'!L101)","v":158.63444448746483},{"$f":"IF('Ponding Analysis'!M101=\"\",\"\",'Ponding Analysis'!M101)","v":147.8535498873467},{"$f":"IF('Ponding Analysis'!N101=\"\",\"\",'Ponding Analysis'!N101)","v":138.77040946466542},{"$f":"IF('Ponding Analysis'!O101=\"\",\"\",'Ponding Analysis'!O101)","v":130.00684026557593},{"$f":"IF('Ponding Analysis'!P101=\"\",\"\",'Ponding Analysis'!P101)","v":120.99796887747647},{"$f":"IF('Ponding Analysis'!Q101=\"\",\"\",'Ponding Analysis'!Q101)","v":111.67802200068529},{"$f":"IF('Ponding Analysis'!R101=\"\",\"\",'Ponding Analysis'!R101)","v":102.00270403355151},{"$f":"IF('Ponding Analysis'!S101=\"\",\"\",'Ponding Analysis'!S101)","v":92.159265307816611},{"$f":"IF('Ponding Analysis'!T101=\"\",\"\",'Ponding Analysis'!T101)","v":86.327995855349684},{"$f":"IF('Ponding Analysis'!U101=\"\",\"\",'Ponding Analysis'!U101)","v":85.825029932107128},{"$f":"IF('Ponding Analysis'!V101=\"\",\"\",'Ponding Analysis'!V101)","v":85.825000000000003},{"$f":"IF('Ponding Analysis'!W101=\"\",\"\",'Ponding Analysis'!W101)","v":85.825000000000003},{"$f":"IF('Ponding Analysis'!X101=\"\",\"\",'Ponding Analysis'!X101)","v":85.825000000000003},{"$f":"IF('Ponding Analysis'!Y101=\"\",\"\",'Ponding Analysis'!Y101)","v":85.825000000000003},{"$f":"IF('Ponding Analysis'!Z101=\"\",\"\",'Ponding Analysis'!Z101)","v":85.825000000000003},{"$f":"IF('Ponding Analysis'!AA101=\"\",\"\",'Ponding Analysis'!AA101)","v":85.825000000000003},{"$f":"IF('Ponding Analysis'!AB101=\"\",\"\",'Ponding Analysis'!AB101)","v":85.825000000000003},{"$f":"IF('Ponding Analysis'!AC101=\"\",\"\",'Ponding Analysis'!AC101)","v":85.825000000000003},{"$f":"IF('Ponding Analysis'!AD101=\"\",\"\",'Ponding Analysis'!AD101)","v":85.825000000000003},{"$f":"IF('Ponding Analysis'!AE101=\"\",\"\",'Ponding Analysis'!AE101)","v":85.825000000000003}]
[null,{"$f":"IF('Ponding Analysis'!J102=\"\",\"\",'Ponding Analysis'!J102)","v":3},{"$f":"IF('Ponding Analysis'!K102=\"\",\"\",'Ponding Analysis'!K102)","v":175.86480788779912},{"$f":"IF('Ponding Analysis'!L102=\"\",\"\",'Ponding Analysis'!L102)","v":167.85995909872165},{"$f":"IF('Ponding Analysis'!M102=\"\",\"\",'Ponding Analysis'!M102)","v":155.92554768761889},{"$f":"IF('Ponding Analysis'!N102=\"\",\"\",'Ponding Analysis'!N102)","v":145.17586798343731},{"$f":"IF('Ponding Analysis'!O102=\"\",\"\",'Ponding Analysis'!O102)","v":135.93275962144563},{"$f":"IF('Ponding Analysis'!P102=\"\",\"\",'Ponding Analysis'!P102)","v":126.63231064402609},{"$f":"IF('Ponding Analysis'!Q102=\"\",\"\",'Ponding Analysis'!Q102)","v":117.00820706139547},{"$f":"IF('Ponding Analysis'!R102=\"\",\"\",'Ponding Analysis'!R102)","v":107.01541054580491},{"$f":"IF('Ponding Analysis'!S102=\"\",\"\",'Ponding Analysis'!S102)","v":96.632271440775909},{"$f":"IF('Ponding Analysis'!T102=\"\",\"\",'Ponding Analysis'!T102)","v":87.82199676493353},{"$f":"IF('Ponding Analysis'!U102=\"\",\"\",'Ponding Analysis'!U102)","v":85.832824594735982},{"$f":"IF('Ponding Analysis'!V102=\"\",\"\",'Ponding Analysis'!V102)","v":85.825000000000003},{"$f":"IF('Ponding Analysis'!W102=\"\",\"\",'Ponding Analysis'!W102)","v":85.825000000000003},{"$f":"IF('Ponding Analysis'!X102=\"\",\"\",'Ponding Analysis'!X102)","v":85.825000000000003},{"$f":"IF('Ponding Analysis'!Y102=\"\",\"\",'Ponding Analysis'!Y102)","v":85.825000000000003},{"$f":"IF('Ponding Analysis'!Z102=\"\",\"\",'Ponding Analysis'!Z102)","v":85.825000000000003},{"$f":"IF('Ponding Analysis'!AA102=\"\",\"\",'Ponding Analysis'!AA102)","v":85.825000000000003},{"$f":"IF('Ponding Analysis'!AB102=\"\",\"\",'Ponding Analysis'!AB102)","v":85.825000000000003},{"$f":"IF('Ponding Analysis'!AC102=\"\",\"\",'Ponding Analysis'!AC102)","v":85.825000000000003},{"$f":"IF('Ponding Analysis'!AD102=\"\",\"\",'Ponding Analysis'!AD102)","v":85.825000000000003},{"$f":"IF('Ponding Analysis'!AE102=\"\",\"\",'Ponding Analysis'!AE102)","v":85.825000000000003}]
[null,{"$f":"IF('Ponding Analysis'!J103=\"\",\"\",'Ponding Analysis'!J103)","v":4},{"$f":"IF('Ponding Analysis'!K103=\"\",\"\",'Ponding Analysis'!K103)","v":182.60282992709924},{"$f":"IF('Ponding Analysis'!L103=\"\",\"\",'Ponding Analysis'!L103)","v":174.43678822773143},{"$f":"IF('Ponding Analysis'!M103=\"\",\"\",'Ponding Analysis'!M103)","v":162.16838130650009},{"$f":"IF('Ponding Analysis'!N103=\"\",\"\",'Ponding Analysis'!N103)","v":150.20963094168883},{"$f":"IF('Ponding Analysis'!O103=\"\",\"\",'Ponding Analysis'!O103)","v":140.16812500811037},{"$f":"IF('Ponding Analysis'!P103=\"\",\"\",'Ponding Analysis'!P103)","v":130.66080282537078},{"$f":"IF('Ponding Analysis'!Q103=\"\",\"\",'Ponding Analysis'!Q103)","v":120.82534999265069},{"$f":"IF('Ponding Analysis'!R103=\"\",\"\",'Ponding Analysis'!R103)","v":110.61064133437505},{"$f":"IF('Ponding Analysis'!S103=\"\",\"\",'Ponding Analysis'!S103)","v":99.98505883241593},{"$f":"IF('Ponding Analysis'!T103=\"\",\"\",'Ponding Analysis'!T103)","v":89.73040356204146},{"$f":"IF('Ponding Analysis'!U103=\"\",\"\",'Ponding Analysis'!U103)","v":85.894773806219305},{"$f":"IF('Ponding Analysis'!V103=\"\",\"\",'Ponding Analysis'!V103)","v":85.825000000000003},{"$f":"IF('Ponding Analysis'!W103=\"\",\"\",'Ponding Analysis'!W103)","v":85.825000000000003},{"$f":"IF('Ponding Analysis'!X103=\"\",\"\",'Ponding Analysis'!X103)","v":85.825000000000003},{"$f":"IF('Ponding Analysis'!Y103=\"\",\"\",'Ponding Analysis'!Y103)","v":85.825000000000003},{"$f":"IF('Ponding Analysis'!Z103=\"\",\"\",'Ponding Analysis'!Z103)","v":85.825000000000003},{"$f":"IF('Ponding Analysis'!AA103=\"\",\"\",'Ponding Analysis'!AA103)","v":85.825000000000003},{"$f":"IF('Ponding Analysis'!AB103=\"\",\"\",'Ponding Analysis'!AB103)","v":85.825000000000003},{"$f":"IF('Ponding Analysis'!AC103=\"\",\"\",'Ponding Analysis'!AC103)","v":85.825000000000003},{"$f":"IF('Ponding Analysis'!AD103=\"\",\"\",'Ponding Analysis'!AD103)","v":85.825000000000003},{"$f":"IF('Ponding Analysis'!AE103=\"\",\"\",'Ponding Analysis'!AE103)","v":85.825000000000003}]
[null,{"$f":"IF('Ponding Analysis'!J104=\"\",\"\",'Ponding Analysis'!J104)","v":5},{"$f":"IF('Ponding Analysis'!K104=\"\",\"\",'Ponding Analysis'!K104)","v":185.02271207632802},{"$f":"IF('Ponding Analysis'!L104=\"\",\"\",'Ponding Analysis'!L104)","v":176.79967733917485},{"$f":"IF('Ponding Analysis'!M104=\"\",\"\",'Ponding Analysis'!M104)","v":164.44312461746244},{"$f":"IF('Ponding Analysis'!N104=\"\",\"\",'Ponding Analysis'!N104)","v":152.16962201496597},{"$f":"IF('Ponding Analysis'!O104=\"\",\"\",'Ponding Analysis'!O104)","v":141.70287208239702},{"$f":"IF('Ponding Analysis'!P104=\"\",\"\",'Ponding Analysis'!P104)","v":132.11148321666292},{"$f":"IF('Ponding Analysis'!Q104=\"\",\"\",'Ponding Analysis'!Q104)","v":122.20068392802226},{"$f":"IF('Ponding Analysis'!R104=\"\",\"\",'Ponding Analysis'!R104)","v":111.90670825295649},{"$f":"IF('Ponding Analysis'!S104=\"\",\"\",'Ponding Analysis'!S104)","v":101.19790125885854},{"$f":"IF('Ponding Analysis'!T104=\"\",\"\",'Ponding Analysis'!T104)","v":90.5911781021331},{"$f":"IF('Ponding Analysis'!U104=\"\",\"\",'Ponding Analysis'!U104)","v":85.957842133209155},{"$f":"IF('Ponding Analysis'!V104=\"\",\"\",'Ponding Analysis'!V104)","v":85.825000000000003},{"$f":"IF('Ponding Analysis'!W104=\"\",\"\",'Ponding Analysis'!W104)","v":85.825000000000003},{"$f":"IF('Ponding Analysis'!X104=\"\",\"\",'Ponding Analysis'!X104)","v":85.825000000000003},{"$f":"IF('Ponding Analysis'!Y104=\"\",\"\",'Ponding Analysis'!Y104)","v":85.825000000000003},{"$f":"IF('Ponding Analysis'!Z104=\"\",\"\",'Ponding Analysis'!Z104)","v":85.825000000000003},{"$f":"IF('Ponding Analysis'!AA104=\"\",\"\",'Ponding Analysis'!AA104)","v":85.825000000000003},{"$f":"IF('Ponding Analysis'!AB104=\"\",\"\",'Ponding Analysis'!AB104)","v":85.825000000000003},{"$f":"IF('Ponding Analysis'!AC104=\"\",\"\",'Ponding Analysis'!AC104)","v":85.825000000000003},{"$f":"IF('Ponding Analysis'!AD104=\"\",\"\",'Ponding Analysis'!AD104)","v":85.825000000000003},{"$f":"IF('Ponding Analysis'!AE104=\"\",\"\",'Ponding Analysis'!AE104)","v":85.825000000000003}]
[null,{"$f":"IF('Ponding Analysis'!J105=\"\",\"\",'Ponding Analysis'!J105)","v":6},{"$f":"IF('Ponding Analysis'!K105=\"\",\"\",'Ponding Analysis'!K105)","v":182.60282992709867},{"$f":"IF('Ponding Analysis'!L105=\"\",\"\",'Ponding Analysis'!L105)","v":174.43678822773069},{"$f":"IF('Ponding Analysis'!M105=\"\",\"\",'Ponding Analysis'!M105)","v":162.16838130649904},{"$f":"IF('Ponding Analysis'!N105=\"\",\"\",'Ponding Analysis'!N105)","v":150.20963094168769},{"$f":"IF('Ponding Analysis'!O105=\"\",\"\",'Ponding Analysis'!O105)","v":140.16812500810937},{"$f":"IF('Ponding Analysis'!P105=\"\",\"\",'Ponding Analysis'!P105)","v":130.66080282536973},{"$f":"IF('Ponding Analysis'!Q105=\"\",\"\",'Ponding Analysis'!Q105)","v":120.82534999264965},{"$f":"IF('Ponding Analysis'!R105=\"\",\"\",'Ponding Analysis'!R105)","v":110.61064133437399},{"$f":"IF('Ponding Analysis'!S105=\"\",\"\",'Ponding Analysis'!S105)","v":99.985058832414992},{"$f":"IF('Ponding Analysis'!T105=\"\",\"\",'Ponding Analysis'!T105)","v":89.730403562040891},{"$f":"IF('Ponding Analysis'!U105=\"\",\"\",'Ponding Analysis'!U105)","v":85.894773806219249},{"$f":"IF('Ponding Analysis'!V105=\"\",\"\",'Ponding Analysis'!V105)","v":85.825000000000003},{"$f":"IF('Ponding Analysis'!W105=\"\",\"\",'Ponding Analysis'!W105)","v":85.825000000000003},{"$f":"IF('Ponding Analysis'!X105=\"\",\"\",'Ponding Analysis'!X105)","v":85.825000000000003},{"$f":"IF('Ponding Analysis'!Y105=\"\",\"\",'Ponding Analysis'!Y105)","v":85.825000000000003},{"$f":"IF('Ponding Analysis'!Z105=\"\",\"\",'Ponding Analysis'!Z105)","v":85.825000000000003},{"$f":"IF('Ponding Analysis'!AA105=\"\",\"\",'Ponding Analysis'!AA105)","v":85.825000000000003},{"$f":"IF('Ponding Analysis'!AB105=\"\",\"\",'Ponding Analysis'!AB105)","v":85.825000000000003},{"$f":"IF('Ponding Analysis'!AC105=\"\",\"\",'Ponding Analysis'!AC105)","v":85.825000000000003},{"$f":"IF('Ponding Analysis'!AD105=\"\",\"\",'Ponding Analysis'!AD105)","v":85.825000000000003},{"$f":"IF('Ponding Analysis'!AE105=\"\",\"\",'Ponding Analysis'!AE105)","v":85.825000000000003}]
[null,{"$f":"IF('Ponding Analysis'!J106=\"\",\"\",'Ponding Analysis'!J106)","v":7},{"$f":"IF('Ponding Analysis'!K106=\"\",\"\",'Ponding Analysis'!K106)","v":175.86480788779815},{"$f":"IF('Ponding Analysis'!L106=\"\",\"\",'Ponding Analysis'!L106)","v":167.85995909872008},{"$f":"IF('Ponding Analysis'!M106=\"\",\"\",'Ponding Analysis'!M106)","v":155.92554768761673},{"$f":"IF('Ponding Analysis'!N106=\"\",\"\",'Ponding Analysis'!N106)","v":145.17586798343515},{"$f":"IF('Ponding Analysis'!O106=\"\",\"\",'Ponding Analysis'!O106)","v":135.93275962144355},{"$f":"IF('Ponding Analysis'!P106=\"\",\"\",'Ponding Analysis'!P106)","v":126.63231064402397},{"$f":"IF('Ponding Analysis'!Q106=\"\",\"\",'Ponding Analysis'!Q106)","v":117.00820706139343},{"$f":"IF('Ponding Analysis'!R106=\"\",\"\",'Ponding Analysis'!R106)","v":107.01541054580314},{"$f":"IF('Ponding Analysis'!S106=\"\",\"\",'Ponding Analysis'!S106)","v":96.632271440774403},{"$f":"IF('Ponding Analysis'!T106=\"\",\"\",'Ponding Analysis'!T106)","v":87.821996764932805},{"$f":"IF('Ponding Analysis'!U106=\"\",\"\",'Ponding Analysis'!U106)","v":85.832824594735968},{"$f":"IF('Ponding Analysis'!V106=\"\",\"\",'Ponding Analysis'!V106)","v":85.825000000000003},{"$f":"IF('Ponding Analysis'!W106=\"\",\"\",'Ponding Analysis'!W106)","v":85.825000000000003},{"$f":"IF('Ponding Analysis'!X106=\"\",\"\",'Ponding Analysis'!X106)","v":85.825000000000003},{"$f":"IF('Ponding Analysis'!Y106=\"\",\"\",'Ponding Analysis'!Y106)","v":85.825000000000003},{"$f":"IF('Ponding Analysis'!Z106=\"\",\"\",'Ponding Analysis'!Z106)","v":85.825000000000003},{"$f":"IF('Ponding Analysis'!AA106=\"\",\"\",'Ponding Analysis'!AA106)","v":85.825000000000003},{"$f":"IF('Ponding Analysis'!AB106=\"\",\"\",'Ponding Analysis'!AB106)","v":85.825000000000003},{"$f":"IF('Ponding Analysis'!AC106=\"\",\"\",'Ponding Analysis'!AC106)","v":85.825000000000003},{"$f":"IF('Ponding Analysis'!AD106=\"\",\"\",'Ponding Analysis'!AD106)","v":85.825000000000003},{"$f":"IF('Ponding Analysis'!AE106=\"\",\"\",'Ponding Analysis'!AE106)","v":85.825000000000003}]
[null,{"$f":"IF('Ponding Analysis'!J107=\"\",\"\",'Ponding Analysis'!J107)","v":8},{"$f":"IF('Ponding Analysis'!K107=\"\",\"\",'Ponding Analysis'!K107)","v":166.36520563297603},{"$f":"IF('Ponding Analysis'!L107=\"\",\"\",'Ponding Analysis'!L107)","v":158.63444448746407},{"$f":"IF('Ponding Analysis'!M107=\"\",\"\",'Ponding Analysis'!M107)","v":147.85354988734588},{"$f":"IF('Ponding Analysis'!N107=\"\",\"\",'Ponding Analysis'!N107)","v":138.77040946466465},{"$f":"IF('Ponding Analysis'!O107=\"\",\"\",'Ponding Analysis'!O107)","v":130.00684026557528},{"$f":"IF('Ponding Analysis'!P107=\"\",\"\",'Ponding Analysis'!P107)","v":120.99796887747576},{"$f":"IF('Ponding Analysis'!Q107=\"\",\"\",'Ponding Analysis'!Q107)","v":111.67802200068469},{"$f":"IF('Ponding Analysis'!R107=\"\",\"\",'Ponding Analysis'!R107)","v":102.00270403355105},{"$f":"IF('Ponding Analysis'!S107=\"\",\"\",'Ponding Analysis'!S107)","v":92.159265307816312},{"$f":"IF('Ponding Analysis'!T107=\"\",\"\",'Ponding Analysis'!T107)","v":86.327995855349585},{"$f":"IF('Ponding Analysis'!U107=\"\",\"\",'Ponding Analysis'!U107)","v":85.825029932107128},{"$f":"IF('Ponding Analysis'!V107=\"\",\"\",'Ponding Analysis'!V107)","v":85.825000000000003},{"$f":"IF('Ponding Analysis'!W107=\"\",\"\",'Ponding Analysis'!W107)","v":85.825000000000003},{"$f":"IF('Ponding Analysis'!X107=\"\",\"\",'Ponding Analysis'!X107)","v":85.825000000000003},{"$f":"IF('Ponding Analysis'!Y107=\"\",\"\",'Ponding Analysis'!Y107)","v":85.825000000000003},{"$f":"IF('Ponding Analysis'!Z107=\"\",\"\",'Ponding Analysis'!Z107)","v":85.825000000000003},{"$f":"IF('Ponding Analysis'!AA107=\"\",\"\",'Ponding Analysis'!AA107)","v":85.825000000000003},{"$f":"IF('Ponding Analysis'!AB107=\"\",\"\",'Ponding Analysis'!AB107)","v":85.825000000000003},{"$f":"IF('Ponding Analysis'!AC107=\"\",\"\",'Ponding Analysis'!AC107)","v":85.825000000000003},{"$f":"IF('Ponding Analysis'!AD107=\"\",\"\",'Ponding Analysis'!AD107)","v":85.825000000000003},{"$f":"IF('Ponding Analysis'!AE107=\"\",\"\",'Ponding Analysis'!AE107)","v":85.825000000000003}]
[null,{"$f":"IF('Ponding Analysis'!J108=\"\",\"\",'Ponding Analysis'!J108)","v":9},{"$f":"IF('Ponding Analysis'!K108=\"\",\"\",'Ponding Analysis'!K108)","v":159.56914188317609},{"$f":"IF('Ponding Analysis'!L108=\"\",\"\",'Ponding Analysis'!L108)","v":152.2080903951348},{"$f":"IF('Ponding Analysis'!M108=\"\",\"\",'Ponding Analysis'!M108)","v":142.77677825807706},{"$f":"IF('Ponding Analysis'!N108=\"\",\"\",'Ponding Analysis'!N108)","v":134.3610285614966},{"$f":"IF('Ponding Analysis'!O108=\"\",\"\",'Ponding Analysis'!O108)","v":125.81705029116273},{"$f":"IF('Ponding Analysis'!P108=\"\",\"\",'Ponding Analysis'!P108)","v":117.02658442173529},{"$f":"IF('Ponding Analysis'!Q108=\"\",\"\",'Ponding Analysis'!Q108)","v":107.93211380161227},{"$f":"IF('Ponding Analysis'!R108=\"\",\"\",'Ponding Analysis'!R108)","v":98.489657129376141},{"$f":"IF('Ponding Analysis'!S108=\"\",\"\",'Ponding Analysis'!S108)","v":89.375543556533415},{"$f":"IF('Ponding Analysis'!T108=\"\",\"\",'Ponding Analysis'!T108)","v":85.898921658834922},{"$f":"IF('Ponding Analysis'!U108=\"\",\"\",'Ponding Analysis'!U108)","v":85.825000000000003},{"$f":"IF('Ponding Analysis'!V108=\"\",\"\",'Ponding Analysis'!V108)","v":85.825000000000003},{"$f":"IF('Ponding Analysis'!W108=\"\",\"\",'Ponding Analysis'!W108)","v":85.825000000000003},{"$f":"IF('Ponding Analysis'!X108=\"\",\"\",'Ponding Analysis'!X108)","v":85.825000000000003},{"$f":"IF('Ponding Analysis'!Y108=\"\",\"\",'Ponding Analysis'!Y108)","v":85.825000000000003},{"$f":"IF('Ponding Analysis'!Z108=\"\",\"\",'Ponding Analysis'!Z108)","v":85.825000000000003},{"$f":"IF('Ponding Analysis'!AA108=\"\",\"\",'Ponding Analysis'!AA108)","v":85.825000000000003},{"$f":"IF('Ponding Analysis'!AB108=\"\",\"\",'Ponding Analysis'!AB108)","v":85.825000000000003},{"$f":"IF('Ponding Analysis'!AC108=\"\",\"\",'Ponding Analysis'!AC108)","v":85.825000000000003},{"$f":"IF('Ponding Analysis'!AD108=\"\",\"\",'Ponding Analysis'!AD108)","v":85.825000000000003},{"$f":"IF('Ponding Analysis'!AE108=\"\",\"\",'Ponding Analysis'!AE108)","v":85.825000000000003}]
[null,{"$f":"IF('Ponding Analysis'!J109=\"\",\"\",'Ponding Analysis'!J109)","v":""},{"$f":"IF('Ponding Analysis'!K109=\"\",\"\",'Ponding Analysis'!K109)","v":""},{"$f":"IF('Ponding Analysis'!L109=\"\",\"\",'Ponding Analysis'!L109)","v":""},{"$f":"IF('Ponding Analysis'!M109=\"\",\"\",'Ponding Analysis'!M109)","v":""},{"$f":"IF('Ponding Analysis'!N109=\"\",\"\",'Ponding Analysis'!N109)","v":""},{"$f":"IF('Ponding Analysis'!O109=\"\",\"\",'Ponding Analysis'!O109)","v":""},{"$f":"IF('Ponding Analysis'!P109=\"\",\"\",'Ponding Analysis'!P109)","v":""},{"$f":"IF('Ponding Analysis'!Q109=\"\",\"\",'Ponding Analysis'!Q109)","v":""},{"$f":"IF('Ponding Analysis'!R109=\"\",\"\",'Ponding Analysis'!R109)","v":""},{"$f":"IF('Ponding Analysis'!S109=\"\",\"\",'Ponding Analysis'!S109)","v":""},{"$f":"IF('Ponding Analysis'!T109=\"\",\"\",'Ponding Analysis'!T109)","v":""},{"$f":"IF('Ponding Analysis'!U109=\"\",\"\",'Ponding Analysis'!U109)","v":""},{"$f":"IF('Ponding Analysis'!V109=\"\",\"\",'Ponding Analysis'!V109)","v":""},{"$f":"IF('Ponding Analysis'!W109=\"\",\"\",'Ponding Analysis'!W109)","v":""},{"$f":"IF('Ponding Analysis'!X109=\"\",\"\",'Ponding Analysis'!X109)","v":""},{"$f":"IF('Ponding Analysis'!Y109=\"\",\"\",'Ponding Analysis'!Y109)","v":""},{"$f":"IF('Ponding Analysis'!Z109=\"\",\"\",'Ponding Analysis'!Z109)","v":""},{"$f":"IF('Ponding Analysis'!AA109=\"\",\"\",'Ponding Analysis'!AA109)","v":""},{"$f":"IF('Ponding Analysis'!AB109=\"\",\"\",'Ponding Analysis'!AB109)","v":""},{"$f":"IF('Ponding Analysis'!AC109=\"\",\"\",'Ponding Analysis'!AC109)","v":""},{"$f":"IF('Ponding Analysis'!AD109=\"\",\"\",'Ponding Analysis'!AD109)","v":""},{"$f":"IF('Ponding Analysis'!AE109=\"\",\"\",'Ponding Analysis'!AE109)","v":""}]
[null,{"$f":"IF('Ponding Analysis'!J110=\"\",\"\",'Ponding Analysis'!J110)","v":""},{"$f":"IF('Ponding Analysis'!K110=\"\",\"\",'Ponding Analysis'!K110)","v":""},{"$f":"IF('Ponding Analysis'!L110=\"\",\"\",'Ponding Analysis'!L110)","v":""},{"$f":"IF('Ponding Analysis'!M110=\"\",\"\",'Ponding Analysis'!M110)","v":""},{"$f":"IF('Ponding Analysis'!N110=\"\",\"\",'Ponding Analysis'!N110)","v":""},{"$f":"IF('Ponding Analysis'!O110=\"\",\"\",'Ponding Analysis'!O110)","v":""},{"$f":"IF('Ponding Analysis'!P110=\"\",\"\",'Ponding Analysis'!P110)","v":""},{"$f":"IF('Ponding Analysis'!Q110=\"\",\"\",'Ponding Analysis'!Q110)","v":""},{"$f":"IF('Ponding Analysis'!R110=\"\",\"\",'Ponding Analysis'!R110)","v":""},{"$f":"IF('Ponding Analysis'!S110=\"\",\"\",'Ponding Analysis'!S110)","v":""},{"$f":"IF('Ponding Analysis'!T110=\"\",\"\",'Ponding Analysis'!T110)","v":""},{"$f":"IF('Ponding Analysis'!U110=\"\",\"\",'Ponding Analysis'!U110)","v":""},{"$f":"IF('Ponding Analysis'!V110=\"\",\"\",'Ponding Analysis'!V110)","v":""},{"$f":"IF('Ponding Analysis'!W110=\"\",\"\",'Ponding Analysis'!W110)","v":""},{"$f":"IF('Ponding Analysis'!X110=\"\",\"\",'Ponding Analysis'!X110)","v":""},{"$f":"IF('Ponding Analysis'!Y110=\"\",\"\",'Ponding Analysis'!Y110)","v":""},{"$f":"IF('Ponding Analysis'!Z110=\"\",\"\",'Ponding Analysis'!Z110)","v":""},{"$f":"IF('Ponding Analysis'!AA110=\"\",\"\",'Ponding Analysis'!AA110)","v":""},{"$f":"IF('Ponding Analysis'!AB110=\"\",\"\",'Ponding Analysis'!AB110)","v":""},{"$f":"IF('Ponding Analysis'!AC110=\"\",\"\",'Ponding Analysis'!AC110)","v":""},{"$f":"IF('Ponding Analysis'!AD110=\"\",\"\",'Ponding Analysis'!AD110)","v":""},{"$f":"IF('Ponding Analysis'!AE110=\"\",\"\",'Ponding Analysis'!AE110)","v":""}]
[null,{"$f":"IF('Ponding Analysis'!J111=\"\",\"\",'Ponding Analysis'!J111)","v":""},{"$f":"IF('Ponding Analysis'!K111=\"\",\"\",'Ponding Analysis'!K111)","v":""},{"$f":"IF('Ponding Analysis'!L111=\"\",\"\",'Ponding Analysis'!L111)","v":""},{"$f":"IF('Ponding Analysis'!M111=\"\",\"\",'Ponding Analysis'!M111)","v":""},{"$f":"IF('Ponding Analysis'!N111=\"\",\"\",'Ponding Analysis'!N111)","v":""},{"$f":"IF('Ponding Analysis'!O111=\"\",\"\",'Ponding Analysis'!O111)","v":""},{"$f":"IF('Ponding Analysis'!P111=\"\",\"\",'Ponding Analysis'!P111)","v":""},{"$f":"IF('Ponding Analysis'!Q111=\"\",\"\",'Ponding Analysis'!Q111)","v":""},{"$f":"IF('Ponding Analysis'!R111=\"\",\"\",'Ponding Analysis'!R111)","v":""},{"$f":"IF('Ponding Analysis'!S111=\"\",\"\",'Ponding Analysis'!S111)","v":""},{"$f":"IF('Ponding Analysis'!T111=\"\",\"\",'Ponding Analysis'!T111)","v":""},{"$f":"IF('Ponding Analysis'!U111=\"\",\"\",'Ponding Analysis'!U111)","v":""},{"$f":"IF('Ponding Analysis'!V111=\"\",\"\",'Ponding Analysis'!V111)","v":""},{"$f":"IF('Ponding Analysis'!W111=\"\",\"\",'Ponding Analysis'!W111)","v":""},{"$f":"IF('Ponding Analysis'!X111=\"\",\"\",'Ponding Analysis'!X111)","v":""},{"$f":"IF('Ponding Analysis'!Y111=\"\",\"\",'Ponding Analysis'!Y111)","v":""},{"$f":"IF('Ponding Analysis'!Z111=\"\",\"\",'Ponding Analysis'!Z111)","v":""},{"$f":"IF('Ponding Analysis'!AA111=\"\",\"\",'Ponding Analysis'!AA111)","v":""},{"$f":"IF('Ponding Analysis'!AB111=\"\",\"\",'Ponding Analysis'!AB111)","v":""},{"$f":"IF('Ponding Analysis'!AC111=\"\",\"\",'Ponding Analysis'!AC111)","v":""},{"$f":"IF('Ponding Analysis'!AD111=\"\",\"\",'Ponding Analysis'!AD111)","v":""},{"$f":"IF('Ponding Analysis'!AE111=\"\",\"\",'Ponding Analysis'!AE111)","v":""}]
[null,{"$f":"IF('Ponding Analysis'!J112=\"\",\"\",'Ponding Analysis'!J112)","v":""},{"$f":"IF('Ponding Analysis'!K112=\"\",\"\",'Ponding Analysis'!K112)","v":""},{"$f":"IF('Ponding Analysis'!L112=\"\",\"\",'Ponding Analysis'!L112)","v":""},{"$f":"IF('Ponding Analysis'!M112=\"\",\"\",'Ponding Analysis'!M112)","v":""},{"$f":"IF('Ponding Analysis'!N112=\"\",\"\",'Ponding Analysis'!N112)","v":""},{"$f":"IF('Ponding Analysis'!O112=\"\",\"\",'Ponding Analysis'!O112)","v":""},{"$f":"IF('Ponding Analysis'!P112=\"\",\"\",'Ponding Analysis'!P112)","v":""},{"$f":"IF('Ponding Analysis'!Q112=\"\",\"\",'Ponding Analysis'!Q112)","v":""},{"$f":"IF('Ponding Analysis'!R112=\"\",\"\",'Ponding Analysis'!R112)","v":""},{"$f":"IF('Ponding Analysis'!S112=\"\",\"\",'Ponding Analysis'!S112)","v":""},{"$f":"IF('Ponding Analysis'!T112=\"\",\"\",'Ponding Analysis'!T112)","v":""},{"$f":"IF('Ponding Analysis'!U112=\"\",\"\",'Ponding Analysis'!U112)","v":""},{"$f":"IF('Ponding Analysis'!V112=\"\",\"\",'Ponding Analysis'!V112)","v":""},{"$f":"IF('Ponding Analysis'!W112=\"\",\"\",'Ponding Analysis'!W112)","v":""},{"$f":"IF('Ponding Analysis'!X112=\"\",\"\",'Ponding Analysis'!X112)","v":""},{"$f":"IF('Ponding Analysis'!Y112=\"\",\"\",'Ponding Analysis'!Y112)","v":""},{"$f":"IF('Ponding Analysis'!Z112=\"\",\"\",'Ponding Analysis'!Z112)","v":""},{"$f":"IF('Ponding Analysis'!AA112=\"\",\"\",'Ponding Analysis'!AA112)","v":""},{"$f":"IF('Ponding Analysis'!AB112=\"\",\"\",'Ponding Analysis'!AB112)","v":""},{"$f":"IF('Ponding Analysis'!AC112=\"\",\"\",'Ponding Analysis'!AC112)","v":""},{"$f":"IF('Ponding Analysis'!AD112=\"\",\"\",'Ponding Analysis'!AD112)","v":""},{"$f":"IF('Ponding Analysis'!AE112=\"\",\"\",'Ponding Analysis'!AE112)","v":""}]
[null,{"$f":"IF('Ponding Analysis'!J113=\"\",\"\",'Ponding Analysis'!J113)","v":""},{"$f":"IF('Ponding Analysis'!K113=\"\",\"\",'Ponding Analysis'!K113)","v":""},{"$f":"IF('Ponding Analysis'!L113=\"\",\"\",'Ponding Analysis'!L113)","v":""},{"$f":"IF('Ponding Analysis'!M113=\"\",\"\",'Ponding Analysis'!M113)","v":""},{"$f":"IF('Ponding Analysis'!N113=\"\",\"\",'Ponding Analysis'!N113)","v":""},{"$f":"IF('Ponding Analysis'!O113=\"\",\"\",'Ponding Analysis'!O113)","v":""},{"$f":"IF('Ponding Analysis'!P113=\"\",\"\",'Ponding Analysis'!P113)","v":""},{"$f":"IF('Ponding Analysis'!Q113=\"\",\"\",'Ponding Analysis'!Q113)","v":""},{"$f":"IF('Ponding Analysis'!R113=\"\",\"\",'Ponding Analysis'!R113)","v":""},{"$f":"IF('Ponding Analysis'!S113=\"\",\"\",'Ponding Analysis'!S113)","v":""},{"$f":"IF('Ponding Analysis'!T113=\"\",\"\",'Ponding Analysis'!T113)","v":""},{"$f":"IF('Ponding Analysis'!U113=\"\",\"\",'Ponding Analysis'!U113)","v":""},{"$f":"IF('Ponding Analysis'!V113=\"\",\"\",'Ponding Analysis'!V113)","v":""},{"$f":"IF('Ponding Analysis'!W113=\"\",\"\",'Ponding Analysis'!W113)","v":""},{"$f":"IF('Ponding Analysis'!X113=\"\",\"\",'Ponding Analysis'!X113)","v":""},{"$f":"IF('Ponding Analysis'!Y113=\"\",\"\",'Ponding Analysis'!Y113)","v":""},{"$f":"IF('Ponding Analysis'!Z113=\"\",\"\",'Ponding Analysis'!Z113)","v":""},{"$f":"IF('Ponding Analysis'!AA113=\"\",\"\",'Ponding Analysis'!AA113)","v":""},{"$f":"IF('Ponding Analysis'!AB113=\"\",\"\",'Ponding Analysis'!AB113)","v":""},{"$f":"IF('Ponding Analysis'!AC113=\"\",\"\",'Ponding Analysis'!AC113)","v":""},{"$f":"IF('Ponding Analysis'!AD113=\"\",\"\",'Ponding Analysis'!AD113)","v":""},{"$f":"IF('Ponding Analysis'!AE113=\"\",\"\",'Ponding Analysis'!AE113)","v":""}]
[null,{"$f":"IF('Ponding Analysis'!J114=\"\",\"\",'Ponding Analysis'!J114)","v":""},{"$f":"IF('Ponding Analysis'!K114=\"\",\"\",'Ponding Analysis'!K114)","v":""},{"$f":"IF('Ponding Analysis'!L114=\"\",\"\",'Ponding Analysis'!L114)","v":""},{"$f":"IF('Ponding Analysis'!M114=\"\",\"\",'Ponding Analysis'!M114)","v":""},{"$f":"IF('Ponding Analysis'!N114=\"\",\"\",'Ponding Analysis'!N114)","v":""},{"$f":"IF('Ponding Analysis'!O114=\"\",\"\",'Ponding Analysis'!O114)","v":""},{"$f":"IF('Ponding Analysis'!P114=\"\",\"\",'Ponding Analysis'!P114)","v":""},{"$f":"IF('Ponding Analysis'!Q114=\"\",\"\",'Ponding Analysis'!Q114)","v":""},{"$f":"IF('Ponding Analysis'!R114=\"\",\"\",'Ponding Analysis'!R114)","v":""},{"$f":"IF('Ponding Analysis'!S114=\"\",\"\",'Ponding Analysis'!S114)","v":""},{"$f":"IF('Ponding Analysis'!T114=\"\",\"\",'Ponding Analysis'!T114)","v":""},{"$f":"IF('Ponding Analysis'!U114=\"\",\"\",'Ponding Analysis'!U114)","v":""},{"$f":"IF('Ponding Analysis'!V114=\"\",\"\",'Ponding Analysis'!V114)","v":""},{"$f":"IF('Ponding Analysis'!W114=\"\",\"\",'Ponding Analysis'!W114)","v":""},{"$f":"IF('Ponding Analysis'!X114=\"\",\"\",'Ponding Analysis'!X114)","v":""},{"$f":"IF('Ponding Analysis'!Y114=\"\",\"\",'Ponding Analysis'!Y114)","v":""},{"$f":"IF('Ponding Analysis'!Z114=\"\",\"\",'Ponding Analysis'!Z114)","v":""},{"$f":"IF('Ponding Analysis'!AA114=\"\",\"\",'Ponding Analysis'!AA114)","v":""},{"$f":"IF('Ponding Analysis'!AB114=\"\",\"\",'Ponding Analysis'!AB114)","v":""},{"$f":"IF('Ponding Analysis'!AC114=\"\",\"\",'Ponding Analysis'!AC114)","v":""},{"$f":"IF('Ponding Analysis'!AD114=\"\",\"\",'Ponding Analysis'!AD114)","v":""},{"$f":"IF('Ponding Analysis'!AE114=\"\",\"\",'Ponding Analysis'!AE114)","v":""}]
[null,{"$f":"IF('Ponding Analysis'!J115=\"\",\"\",'Ponding Analysis'!J115)","v":""},{"$f":"IF('Ponding Analysis'!K115=\"\",\"\",'Ponding Analysis'!K115)","v":""},{"$f":"IF('Ponding Analysis'!L115=\"\",\"\",'Ponding Analysis'!L115)","v":""},{"$f":"IF('Ponding Analysis'!M115=\"\",\"\",'Ponding Analysis'!M115)","v":""},{"$f":"IF('Ponding Analysis'!N115=\"\",\"\",'Ponding Analysis'!N115)","v":""},{"$f":"IF('Ponding Analysis'!O115=\"\",\"\",'Ponding Analysis'!O115)","v":""},{"$f":"IF('Ponding Analysis'!P115=\"\",\"\",'Ponding Analysis'!P115)","v":""},{"$f":"IF('Ponding Analysis'!Q115=\"\",\"\",'Ponding Analysis'!Q115)","v":""},{"$f":"IF('Ponding Analysis'!R115=\"\",\"\",'Ponding Analysis'!R115)","v":""},{"$f":"IF('Ponding Analysis'!S115=\"\",\"\",'Ponding Analysis'!S115)","v":""},{"$f":"IF('Ponding Analysis'!T115=\"\",\"\",'Ponding Analysis'!T115)","v":""},{"$f":"IF('Ponding Analysis'!U115=\"\",\"\",'Ponding Analysis'!U115)","v":""},{"$f":"IF('Ponding Analysis'!V115=\"\",\"\",'Ponding Analysis'!V115)","v":""},{"$f":"IF('Ponding Analysis'!W115=\"\",\"\",'Ponding Analysis'!W115)","v":""},{"$f":"IF('Ponding Analysis'!X115=\"\",\"\",'Ponding Analysis'!X115)","v":""},{"$f":"IF('Ponding Analysis'!Y115=\"\",\"\",'Ponding Analysis'!Y115)","v":""},{"$f":"IF('Ponding Analysis'!Z115=\"\",\"\",'Ponding Analysis'!Z115)","v":""},{"$f":"IF('Ponding Analysis'!AA115=\"\",\"\",'Ponding Analysis'!AA115)","v":""},{"$f":"IF('Ponding Analysis'!AB115=\"\",\"\",'Ponding Analysis'!AB115)","v":""},{"$f":"IF('Ponding Analysis'!AC115=\"\",\"\",'Ponding Analysis'!AC115)","v":""},{"$f":"IF('Ponding Analysis'!AD115=\"\",\"\",'Ponding Analysis'!AD115)","v":""},{"$f":"IF('Ponding Analysis'!AE115=\"\",\"\",'Ponding Analysis'!AE115)","v":""}]
[null,{"$f":"IF('Ponding Analysis'!J116=\"\",\"\",'Ponding Analysis'!J116)","v":""},{"$f":"IF('Ponding Analysis'!K116=\"\",\"\",'Ponding Analysis'!K116)","v":""},{"$f":"IF('Ponding Analysis'!L116=\"\",\"\",'Ponding Analysis'!L116)","v":""},{"$f":"IF('Ponding Analysis'!M116=\"\",\"\",'Ponding Analysis'!M116)","v":""},{"$f":"IF('Ponding Analysis'!N116=\"\",\"\",'Ponding Analysis'!N116)","v":""},{"$f":"IF('Ponding Analysis'!O116=\"\",\"\",'Ponding Analysis'!O116)","v":""},{"$f":"IF('Ponding Analysis'!P116=\"\",\"\",'Ponding Analysis'!P116)","v":""},{"$f":"IF('Ponding Analysis'!Q116=\"\",\"\",'Ponding Analysis'!Q116)","v":""},{"$f":"IF('Ponding Analysis'!R116=\"\",\"\",'Ponding Analysis'!R116)","v":""},{"$f":"IF('Ponding Analysis'!S116=\"\",\"\",'Ponding Analysis'!S116)","v":""},{"$f":"IF('Ponding Analysis'!T116=\"\",\"\",'Ponding Analysis'!T116)","v":""},{"$f":"IF('Ponding Analysis'!U116=\"\",\"\",'Ponding Analysis'!U116)","v":""},{"$f":"IF('Ponding Analysis'!V116=\"\",\"\",'Ponding Analysis'!V116)","v":""},{"$f":"IF('Ponding Analysis'!W116=\"\",\"\",'Ponding Analysis'!W116)","v":""},{"$f":"IF('Ponding Analysis'!X116=\"\",\"\",'Ponding Analysis'!X116)","v":""},{"$f":"IF('Ponding Analysis'!Y116=\"\",\"\",'Ponding Analysis'!Y116)","v":""},{"$f":"IF('Ponding Analysis'!Z116=\"\",\"\",'Ponding Analysis'!Z116)","v":""},{"$f":"IF('Ponding Analysis'!AA116=\"\",\"\",'Ponding Analysis'!AA116)","v":""},{"$f":"IF('Ponding Analysis'!AB116=\"\",\"\",'Ponding Analysis'!AB116)","v":""},{"$f":"IF('Ponding Analysis'!AC116=\"\",\"\",'Ponding Analysis'!AC116)","v":""},{"$f":"IF('Ponding Analysis'!AD116=\"\",\"\",'Ponding Analysis'!AD116)","v":""},{"$f":"IF('Ponding Analysis'!AE116=\"\",\"\",'Ponding Analysis'!AE116)","v":""}]
[null,{"$f":"IF('Ponding Analysis'!J117=\"\",\"\",'Ponding Analysis'!J117)","v":""},{"$f":"IF('Ponding Analysis'!K117=\"\",\"\",'Ponding Analysis'!K117)","v":""},{"$f":"IF('Ponding Analysis'!L117=\"\",\"\",'Ponding Analysis'!L117)","v":""},{"$f":"IF('Ponding Analysis'!M117=\"\",\"\",'Ponding Analysis'!M117)","v":""},{"$f":"IF('Ponding Analysis'!N117=\"\",\"\",'Ponding Analysis'!N117)","v":""},{"$f":"IF('Ponding Analysis'!O117=\"\",\"\",'Ponding Analysis'!O117)","v":""},{"$f":"IF('Ponding Analysis'!P117=\"\",\"\",'Ponding Analysis'!P117)","v":""},{"$f":"IF('Ponding Analysis'!Q117=\"\",\"\",'Ponding Analysis'!Q117)","v":""},{"$f":"IF('Ponding Analysis'!R117=\"\",\"\",'Ponding Analysis'!R117)","v":""},{"$f":"IF('Ponding Analysis'!S117=\"\",\"\",'Ponding Analysis'!S117)","v":""},{"$f":"IF('Ponding Analysis'!T117=\"\",\"\",'Ponding Analysis'!T117)","v":""},{"$f":"IF('Ponding Analysis'!U117=\"\",\"\",'Ponding Analysis'!U117)","v":""},{"$f":"IF('Ponding Analysis'!V117=\"\",\"\",'Ponding Analysis'!V117)","v":""},{"$f":"IF('Ponding Analysis'!W117=\"\",\"\",'Ponding Analysis'!W117)","v":""},{"$f":"IF('Ponding Analysis'!X117=\"\",\"\",'Ponding Analysis'!X117)","v":""},{"$f":"IF('Ponding Analysis'!Y117=\"\",\"\",'Ponding Analysis'!Y117)","v":""},{"$f":"IF('Ponding Analysis'!Z117=\"\",\"\",'Ponding Analysis'!Z117)","v":""},{"$f":"IF('Ponding Analysis'!AA117=\"\",\"\",'Ponding Analysis'!AA117)","v":""},{"$f":"IF('Ponding Analysis'!AB117=\"\",\"\",'Ponding Analysis'!AB117)","v":""},{"$f":"IF('Ponding Analysis'!AC117=\"\",\"\",'Ponding Analysis'!AC117)","v":""},{"$f":"IF('Ponding Analysis'!AD117=\"\",\"\",'Ponding Analysis'!AD117)","v":""},{"$f":"IF('Ponding Analysis'!AE117=\"\",\"\",'Ponding Analysis'!AE117)","v":""}]
[null,{"$f":"IF('Ponding Analysis'!J118=\"\",\"\",'Ponding Analysis'!J118)","v":""},{"$f":"IF('Ponding Analysis'!K118=\"\",\"\",'Ponding Analysis'!K118)","v":""},{"$f":"IF('Ponding Analysis'!L118=\"\",\"\",'Ponding Analysis'!L118)","v":""},{"$f":"IF('Ponding Analysis'!M118=\"\",\"\",'Ponding Analysis'!M118)","v":""},{"$f":"IF('Ponding Analysis'!N118=\"\",\"\",'Ponding Analysis'!N118)","v":""},{"$f":"IF('Ponding Analysis'!O118=\"\",\"\",'Ponding Analysis'!O118)","v":""},{"$f":"IF('Ponding Analysis'!P118=\"\",\"\",'Ponding Analysis'!P118)","v":""},{"$f":"IF('Ponding Analysis'!Q118=\"\",\"\",'Ponding Analysis'!Q118)","v":""},{"$f":"IF('Ponding Analysis'!R118=\"\",\"\",'Ponding Analysis'!R118)","v":""},{"$f":"IF('Ponding Analysis'!S118=\"\",\"\",'Ponding Analysis'!S118)","v":""},{"$f":"IF('Ponding Analysis'!T118=\"\",\"\",'Ponding Analysis'!T118)","v":""},{"$f":"IF('Ponding Analysis'!U118=\"\",\"\",'Ponding Analysis'!U118)","v":""},{"$f":"IF('Ponding Analysis'!V118=\"\",\"\",'Ponding Analysis'!V118)","v":""},{"$f":"IF('Ponding Analysis'!W118=\"\",\"\",'Ponding Analysis'!W118)","v":""},{"$f":"IF('Ponding Analysis'!X118=\"\",\"\",'Ponding Analysis'!X118)","v":""},{"$f":"IF('Ponding Analysis'!Y118=\"\",\"\",'Ponding Analysis'!Y118)","v":""},{"$f":"IF('Ponding Analysis'!Z118=\"\",\"\",'Ponding Analysis'!Z118)","v":""},{"$f":"IF('Ponding Analysis'!AA118=\"\",\"\",'Ponding Analysis'!AA118)","v":""},{"$f":"IF('Ponding Analysis'!AB118=\"\",\"\",'Ponding Analysis'!AB118)","v":""},{"$f":"IF('Ponding Analysis'!AC118=\"\",\"\",'Ponding Analysis'!AC118)","v":""},{"$f":"IF('Ponding Analysis'!AD118=\"\",\"\",'Ponding Analysis'!AD118)","v":""},{"$f":"IF('Ponding Analysis'!AE118=\"\",\"\",'Ponding Analysis'!AE118)","v":""}]
[null,{"$f":"IF('Ponding Analysis'!J119=\"\",\"\",'Ponding Analysis'!J119)","v":""},{"$f":"IF('Ponding Analysis'!K119=\"\",\"\",'Ponding Analysis'!K119)","v":""},{"$f":"IF('Ponding Analysis'!L119=\"\",\"\",'Ponding Analysis'!L119)","v":""},{"$f":"IF('Ponding Analysis'!M119=\"\",\"\",'Ponding Analysis'!M119)","v":""},{"$f":"IF('Ponding Analysis'!N119=\"\",\"\",'Ponding Analysis'!N119)","v":""},{"$f":"IF('Ponding Analysis'!O119=\"\",\"\",'Ponding Analysis'!O119)","v":""},{"$f":"IF('Ponding Analysis'!P119=\"\",\"\",'Ponding Analysis'!P119)","v":""},{"$f":"IF('Ponding Analysis'!Q119=\"\",\"\",'Ponding Analysis'!Q119)","v":""},{"$f":"IF('Ponding Analysis'!R119=\"\",\"\",'Ponding Analysis'!R119)","v":""},{"$f":"IF('Ponding Analysis'!S119=\"\",\"\",'Ponding Analysis'!S119)","v":""},{"$f":"IF('Ponding Analysis'!T119=\"\",\"\",'Ponding Analysis'!T119)","v":""},{"$f":"IF('Ponding Analysis'!U119=\"\",\"\",'Ponding Analysis'!U119)","v":""},{"$f":"IF('Ponding Analysis'!V119=\"\",\"\",'Ponding Analysis'!V119)","v":""},{"$f":"IF('Ponding Analysis'!W119=\"\",\"\",'Ponding Analysis'!W119)","v":""},{"$f":"IF('Ponding Analysis'!X119=\"\",\"\",'Ponding Analysis'!X119)","v":""},{"$f":"IF('Ponding Analysis'!Y119=\"\",\"\",'Ponding Analysis'!Y119)","v":""},{"$f":"IF('Ponding Analysis'!Z119=\"\",\"\",'Ponding Analysis'!Z119)","v":""},{"$f":"IF('Ponding Analysis'!AA119=\"\",\"\",'Ponding Analysis'!AA119)","v":""},{"$f":"IF('Ponding Analysis'!AB119=\"\",\"\",'Ponding Analysis'!AB119)","v":""},{"$f":"IF('Ponding Analysis'!AC119=\"\",\"\",'Ponding Analysis'!AC119)","v":""},{"$f":"IF('Ponding Analysis'!AD119=\"\",\"\",'Ponding Analysis'!AD119)","v":""},{"$f":"IF('Ponding Analysis'!AE119=\"\",\"\",'Ponding Analysis'!AE119)","v":""}]
[null,{"$f":"IF('Ponding Analysis'!J120=\"\",\"\",'Ponding Analysis'!J120)","v":""},{"$f":"IF('Ponding Analysis'!K120=\"\",\"\",'Ponding Analysis'!K120)","v":""},{"$f":"IF('Ponding Analysis'!L120=\"\",\"\",'Ponding Analysis'!L120)","v":""},{"$f":"IF('Ponding Analysis'!M120=\"\",\"\",'Ponding Analysis'!M120)","v":""},{"$f":"IF('Ponding Analysis'!N120=\"\",\"\",'Ponding Analysis'!N120)","v":""},{"$f":"IF('Ponding Analysis'!O120=\"\",\"\",'Ponding Analysis'!O120)","v":""},{"$f":"IF('Ponding Analysis'!P120=\"\",\"\",'Ponding Analysis'!P120)","v":""},{"$f":"IF('Ponding Analysis'!Q120=\"\",\"\",'Ponding Analysis'!Q120)","v":""},{"$f":"IF('Ponding Analysis'!R120=\"\",\"\",'Ponding Analysis'!R120)","v":""},{"$f":"IF('Ponding Analysis'!S120=\"\",\"\",'Ponding Analysis'!S120)","v":""},{"$f":"IF('Ponding Analysis'!T120=\"\",\"\",'Ponding Analysis'!T120)","v":""},{"$f":"IF('Ponding Analysis'!U120=\"\",\"\",'Ponding Analysis'!U120)","v":""},{"$f":"IF('Ponding Analysis'!V120=\"\",\"\",'Ponding Analysis'!V120)","v":""},{"$f":"IF('Ponding Analysis'!W120=\"\",\"\",'Ponding Analysis'!W120)","v":""},{"$f":"IF('Ponding Analysis'!X120=\"\",\"\",'Ponding Analysis'!X120)","v":""},{"$f":"IF('Ponding Analysis'!Y120=\"\",\"\",'Ponding Analysis'!Y120)","v":""},{"$f":"IF('Ponding Analysis'!Z120=\"\",\"\",'Ponding Analysis'!Z120)","v":""},{"$f":"IF('Ponding Analysis'!AA120=\"\",\"\",'Ponding Analysis'!AA120)","v":""},{"$f":"IF('Ponding Analysis'!AB120=\"\",\"\",'Ponding Analysis'!AB120)","v":""},{"$f":"IF('Ponding Analysis'!AC120=\"\",\"\",'Ponding Analysis'!AC120)","v":""},{"$f":"IF('Ponding Analysis'!AD120=\"\",\"\",'Ponding Analysis'!AD120)","v":""},{"$f":"IF('Ponding Analysis'!AE120=\"\",\"\",'Ponding Analysis'!AE120)","v":""}]
[null,{"$f":"IF('Ponding Analysis'!J121=\"\",\"\",'Ponding Analysis'!J121)","v":""},{"$f":"IF('Ponding Analysis'!K121=\"\",\"\",'Ponding Analysis'!K121)","v":""},{"$f":"IF('Ponding Analysis'!L121=\"\",\"\",'Ponding Analysis'!L121)","v":""},{"$f":"IF('Ponding Analysis'!M121=\"\",\"\",'Ponding Analysis'!M121)","v":""},{"$f":"IF('Ponding Analysis'!N121=\"\",\"\",'Ponding Analysis'!N121)","v":""},{"$f":"IF('Ponding Analysis'!O121=\"\",\"\",'Ponding Analysis'!O121)","v":""},{"$f":"IF('Ponding Analysis'!P121=\"\",\"\",'Ponding Analysis'!P121)","v":""},{"$f":"IF('Ponding Analysis'!Q121=\"\",\"\",'Ponding Analysis'!Q121)","v":""},{"$f":"IF('Ponding Analysis'!R121=\"\",\"\",'Ponding Analysis'!R121)","v":""},{"$f":"IF('Ponding Analysis'!S121=\"\",\"\",'Ponding Analysis'!S121)","v":""},{"$f":"IF('Ponding Analysis'!T121=\"\",\"\",'Ponding Analysis'!T121)","v":""},{"$f":"IF('Ponding Analysis'!U121=\"\",\"\",'Ponding Analysis'!U121)","v":""},{"$f":"IF('Ponding Analysis'!V121=\"\",\"\",'Ponding Analysis'!V121)","v":""},{"$f":"IF('Ponding Analysis'!W121=\"\",\"\",'Ponding Analysis'!W121)","v":""},{"$f":"IF('Ponding Analysis'!X121=\"\",\"\",'Ponding Analysis'!X121)","v":""},{"$f":"IF('Ponding Analysis'!Y121=\"\",\"\",'Ponding Analysis'!Y121)","v":""},{"$f":"IF('Ponding Analysis'!Z121=\"\",\"\",'Ponding Analysis'!Z121)","v":""},{"$f":"IF('Ponding Analysis'!AA121=\"\",\"\",'Ponding Analysis'!AA121)","v":""},{"$f":"IF('Ponding Analysis'!AB121=\"\",\"\",'Ponding Analysis'!AB121)","v":""},{"$f":"IF('Ponding Analysis'!AC121=\"\",\"\",'Ponding Analysis'!AC121)","v":""},{"$f":"IF('Ponding Analysis'!AD121=\"\",\"\",'Ponding Analysis'!AD121)","v":""},{"$f":"IF('Ponding Analysis'!AE121=\"\",\"\",'Ponding Analysis'!AE121)","v":""}]
[null,{"$f":"IF('Ponding Analysis'!J122=\"\",\"\",'Ponding Analysis'!J122)","v":""},{"$f":"IF('Ponding Analysis'!K122=\"\",\"\",'Ponding Analysis'!K122)","v":""},{"$f":"IF('Ponding Analysis'!L122=\"\",\"\",'Ponding Analysis'!L122)","v":""},{"$f":"IF('Ponding Analysis'!M122=\"\",\"\",'Ponding Analysis'!M122)","v":""},{"$f":"IF('Ponding Analysis'!N122=\"\",\"\",'Ponding Analysis'!N122)","v":""},{"$f":"IF('Ponding Analysis'!O122=\"\",\"\",'Ponding Analysis'!O122)","v":""},{"$f":"IF('Ponding Analysis'!P122=\"\",\"\",'Ponding Analysis'!P122)","v":""},{"$f":"IF('Ponding Analysis'!Q122=\"\",\"\",'Ponding Analysis'!Q122)","v":""},{"$f":"IF('Ponding Analysis'!R122=\"\",\"\",'Ponding Analysis'!R122)","v":""},{"$f":"IF('Ponding Analysis'!S122=\"\",\"\",'Ponding Analysis'!S122)","v":""},{"$f":"IF('Ponding Analysis'!T122=\"\",\"\",'Ponding Analysis'!T122)","v":""},{"$f":"IF('Ponding Analysis'!U122=\"\",\"\",'Ponding Analysis'!U122)","v":""},{"$f":"IF('Ponding Analysis'!V122=\"\",\"\",'Ponding Analysis'!V122)","v":""},{"$f":"IF('Ponding Analysis'!W122=\"\",\"\",'Ponding Analysis'!W122)","v":""},{"$f":"IF('Ponding Analysis'!X122=\"\",\"\",'Ponding Analysis'!X122)","v":""},{"$f":"IF('Ponding Analysis'!Y122=\"\",\"\",'Ponding Analysis'!Y122)","v":""},{"$f":"IF('Ponding Analysis'!Z122=\"\",\"\",'Ponding Analysis'!Z122)","v":""},{"$f":"IF('Ponding Analysis'!AA122=\"\",\"\",'Ponding Analysis'!AA122)","v":""},{"$f":"IF('Ponding Analysis'!AB122=\"\",\"\",'Ponding Analysis'!AB122)","v":""},{"$f":"IF('Ponding Analysis'!AC122=\"\",\"\",'Ponding Analysis'!AC122)","v":""},{"$f":"IF('Ponding Analysis'!AD122=\"\",\"\",'Ponding Analysis'!AD122)","v":""},{"$f":"IF('Ponding Analysis'!AE122=\"\",\"\",'Ponding Analysis'!AE122)","v":""}]
[null,{"$f":"IF('Ponding Analysis'!J123=\"\",\"\",'Ponding Analysis'!J123)","v":""},{"$f":"IF('Ponding Analysis'!K123=\"\",\"\",'Ponding Analysis'!K123)","v":""},{"$f":"IF('Ponding Analysis'!L123=\"\",\"\",'Ponding Analysis'!L123)","v":""},{"$f":"IF('Ponding Analysis'!M123=\"\",\"\",'Ponding Analysis'!M123)","v":""},{"$f":"IF('Ponding Analysis'!N123=\"\",\"\",'Ponding Analysis'!N123)","v":""},{"$f":"IF('Ponding Analysis'!O123=\"\",\"\",'Ponding Analysis'!O123)","v":""},{"$f":"IF('Ponding Analysis'!P123=\"\",\"\",'Ponding Analysis'!P123)","v":""},{"$f":"IF('Ponding Analysis'!Q123=\"\",\"\",'Ponding Analysis'!Q123)","v":""},{"$f":"IF('Ponding Analysis'!R123=\"\",\"\",'Ponding Analysis'!R123)","v":""},{"$f":"IF('Ponding Analysis'!S123=\"\",\"\",'Ponding Analysis'!S123)","v":""},{"$f":"IF('Ponding Analysis'!T123=\"\",\"\",'Ponding Analysis'!T123)","v":""},{"$f":"IF('Ponding Analysis'!U123=\"\",\"\",'Ponding Analysis'!U123)","v":""},{"$f":"IF('Ponding Analysis'!V123=\"\",\"\",'Ponding Analysis'!V123)","v":""},{"$f":"IF('Ponding Analysis'!W123=\"\",\"\",'Ponding Analysis'!W123)","v":""},{"$f":"IF('Ponding Analysis'!X123=\"\",\"\",'Ponding Analysis'!X123)","v":""},{"$f":"IF('Ponding Analysis'!Y123=\"\",\"\",'Ponding Analysis'!Y123)","v":""},{"$f":"IF('Ponding Analysis'!Z123=\"\",\"\",'Ponding Analysis'!Z123)","v":""},{"$f":"IF('Ponding Analysis'!AA123=\"\",\"\",'Ponding Analysis'!AA123)","v":""},{"$f":"IF('Ponding Analysis'!AB123=\"\",\"\",'Ponding Analysis'!AB123)","v":""},{"$f":"IF('Ponding Analysis'!AC123=\"\",\"\",'Ponding Analysis'!AC123)","v":""},{"$f":"IF('Ponding Analysis'!AD123=\"\",\"\",'Ponding Analysis'!AD123)","v":""},{"$f":"IF('Ponding Analysis'!AE123=\"\",\"\",'Ponding Analysis'!AE123)","v":""}]
[null,{"$f":"IF('Ponding Analysis'!J124=\"\",\"\",'Ponding Analysis'!J124)","v":""},{"$f":"IF('Ponding Analysis'!K124=\"\",\"\",'Ponding Analysis'!K124)","v":""},{"$f":"IF('Ponding Analysis'!L124=\"\",\"\",'Ponding Analysis'!L124)","v":""},{"$f":"IF('Ponding Analysis'!M124=\"\",\"\",'Ponding Analysis'!M124)","v":""},{"$f":"IF('Ponding Analysis'!N124=\"\",\"\",'Ponding Analysis'!N124)","v":""},{"$f":"IF('Ponding Analysis'!O124=\"\",\"\",'Ponding Analysis'!O124)","v":""},{"$f":"IF('Ponding Analysis'!P124=\"\",\"\",'Ponding Analysis'!P124)","v":""},{"$f":"IF('Ponding Analysis'!Q124=\"\",\"\",'Ponding Analysis'!Q124)","v":""},{"$f":"IF('Ponding Analysis'!R124=\"\",\"\",'Ponding Analysis'!R124)","v":""},{"$f":"IF('Ponding Analysis'!S124=\"\",\"\",'Ponding Analysis'!S124)","v":""},{"$f":"IF('Ponding Analysis'!T124=\"\",\"\",'Ponding Analysis'!T124)","v":""},{"$f":"IF('Ponding Analysis'!U124=\"\",\"\",'Ponding Analysis'!U124)","v":""},{"$f":"IF('Ponding Analysis'!V124=\"\",\"\",'Ponding Analysis'!V124)","v":""},{"$f":"IF('Ponding Analysis'!W124=\"\",\"\",'Ponding Analysis'!W124)","v":""},{"$f":"IF('Ponding Analysis'!X124=\"\",\"\",'Ponding Analysis'!X124)","v":""},{"$f":"IF('Ponding Analysis'!Y124=\"\",\"\",'Ponding Analysis'!Y124)","v":""},{"$f":"IF('Ponding Analysis'!Z124=\"\",\"\",'Ponding Analysis'!Z124)","v":""},{"$f":"IF('Ponding Analysis'!AA124=\"\",\"\",'Ponding Analysis'!AA124)","v":""},{"$f":"IF('Ponding Analysis'!AB124=\"\",\"\",'Ponding Analysis'!AB124)","v":""},{"$f":"IF('Ponding Analysis'!AC124=\"\",\"\",'Ponding Analysis'!AC124)","v":""},{"$f":"IF('Ponding Analysis'!AD124=\"\",\"\",'Ponding Analysis'!AD124)","v":""},{"$f":"IF('Ponding Analysis'!AE124=\"\",\"\",'Ponding Analysis'!AE124)","v":""}]
[null,"NOTES:",{"$f":"IF('Ponding Analysis'!K125=\"\",\"\",'Ponding Analysis'!K125)","v":"1. Loads correspond to ASD load combinations."}]
[null,null,{"$f":"IF('Ponding Analysis'!K126=\"\",\"\",'Ponding Analysis'!K126)","v":""}]
[]
[]
[null,"Joist","Total Distributed Load in Excess of Allowable Load on Joist as a Function of Distance from Bottom Support (lb/ft)"]
[null,"Number",{"$f":"C3","v":"0' 0\""},{"$f":"D3","v":"1' 6\""},"3' 0\"","4' 6\"","6' 0\"","7' 6\"","9' 0\"","10' 6\"","12' 0\"","13' 6\"","15' 0\"","16' 6\"","18' 0\"","19' 6\"","21' 0\"","22' 6\"","24' 0\"","25' 6\"","27' 0\"","28' 6\"","30' 0\""]
[null,{"$f":"IF(B4=\"\",\"\",B4)","v":1},{"$f":"IF(C4=\"\",\"\",IF(C4>'Ponding Analysis'!$D$15,C4-'Ponding Analysis'!$D$15,\"\"))","v":""},{"$f":"IF(D4=\"\",\"\",IF(D4>'Ponding Analysis'!$D$15,D4-'Ponding Analysis'!$D$15,\"\"))","v":""},{"$f":"IF(E4=\"\",\"\",IF(E4>'Ponding Analysis'!$D$15,E4-'Ponding Analysis'!$D$15,\"\"))","v":""},{"$f":"IF(F4=\"\",\"\",IF(F4>'Ponding Analysis'!$D$15,F4-'Ponding Analysis'!$D$15,\"\"))","v":""},{"$f":"IF(G4=\"\",\"\",IF(G4>'Ponding Analysis'!$D$15,G4-'Ponding Analysis'!$D$15,\"\"))","v":""},{"$f":"IF(H4=\"\",\"\",IF(H4>'Ponding Analysis'!$D$15,H4-'Ponding Analysis'!$D$15,\"\"))","v":""},{"$f":"IF(I4=\"\",\"\",IF(I4>'Ponding Analysis'!$D$15,I4-'Ponding Analysis'!$D$15,\"\"))","v":""},{"$f":"IF(J4=\"\",\"\",IF(J4>'Ponding Analysis'!$D$15,J4-'Ponding Analysis'!$D$15,\"\"))","v":""},{"$f":"IF(K4=\"\",\"\",IF(K4>'Ponding Analysis'!$D$15,K4-'Ponding Analysis'!$D$15,\"\"))","v":""},{"$f":"IF(L4=\"\",\"\",IF(L4>'Ponding Analysis'!$D$15,L4-'Ponding Analysis'!$D$15,\"\"))","v":""},{"$f":"IF(M4=\"\",\"\",IF(M4>'Ponding Analysis'!$D$15,M4-'Ponding Analysis'!$D$15,\"\"))","v":""},{"$f":"IF(N4=\"\",\"\",IF(N4>'Ponding Analysis'!$D$15,N4-'Ponding Analysis'!$D$15,\"\"))","v":""},{"$f":"IF(O4=\"\",\"\",IF(O4>'Ponding Analysis'!$D$15,O4-'Ponding Analysis'!$D$15,\"\"))","v":""},{"$f":"IF(P4=\"\",\"\",IF(P4>'Ponding Analysis'!$D$15,P4-'Ponding Analysis'!$D$15,\"\"))","v":""},{"$f":"IF(Q4=\"\",\"\",IF(Q4>'Ponding Analysis'!$D$15,Q4-'Ponding Analysis'!$D$15,\"\"))","v":""},{"$f":"IF(R4=\"\",\"\",IF(R4>'Ponding Analysis'!$D$15,R4-'Ponding Analysis'!$D$15,\"\"))","v":""},{"$f":"IF(S4=\"\",\"\",IF(S4>'Ponding Analysis'!$D$15,S4-'Ponding Analysis'!$D$15,\"\"))","v":""},{"$f":"IF(T4=\"\",\"\",IF(T4>'Ponding Analysis'!$D$15,T4-'Ponding Analysis'!$D$15,\"\"))","v":""},{"$f":"IF(U4=\"\",\"\",IF(U4>'Ponding Analysis'!$D$15,U4-'Ponding Analysis'!$D$15,\"\"))","v":""},{"$f":"IF(V4=\"\",\"\",IF(V4>'Ponding Analysis'!$D$15,V4-'Ponding Analysis'!$D$15,\"\"))","v":""},{"$f":"IF(W4=\"\",\"\",IF(W4>'Ponding Analysis'!$D$15,W4-'Ponding Analysis'!$D$15,\"\"))","v":""}]
[null,{"$f":"IF(B5=\"\",\"\",B5)","v":2},{"$f":"IF(C5=\"\",\"\",IF(C5>'Ponding Analysis'!$D$15,C5-'Ponding Analysis'!$D$15,\"\"))","v":""},{"$f":"IF(D5=\"\",\"\",IF(D5>'Ponding Analysis'!$D$15,D5-'Ponding Analysis'!$D$15,\"\"))","v":""},{"$f":"IF(E5=\"\",\"\",IF(E5>'Ponding Analysis'!$D$15,E5-'Ponding Analysis'!$D$15,\"\"))","v":""},{"$f":"IF(F5=\"\",\"\",IF(F5>'Ponding Analysis'!$D$15,F5-'Ponding Analysis'!$D$15,\"\"))","v":""},{"$f":"IF(G5=\"\",\"\",IF(G5>'Ponding Analysis'!$D$15,G5-'Ponding Analysis'!$D$15,\"\"))","v":""},{"$f":"IF(H5=\"\",\"\",IF(H5>'Ponding Analysis'!$D$15,H5-'Ponding Analysis'!$D$15,\"\"))","v":""},{"$f":"IF(I5=\"\",\"\",IF(I5>'Ponding Analysis'!$D$15,I5-'Ponding Analysis'!$D$15,\"\"))","v":""},{"$f":"IF(J5=\"\",\"\",IF(J5>'Ponding Analysis'!$D$15,J5-'Ponding Analysis'!$D$15,\"\"))","v":""},{"$f":"IF(K5=\"\",\"\",IF(K5>'Ponding Analysis'!$D$15,K5-'Ponding Analysis'!$D$15,\"\"))","v":""},{"$f":"IF(L5=\"\",\"\",IF(L5>'Ponding Analysis'!$D$15,L5-'Ponding Analysis'!$D$15,\"\"))","v":""},{"$f":"IF(M5=\"\",\"\",IF(M5>'Ponding Analysis'!$D$15,M5-'Ponding Analysis'!$D$15,\"\"))","v":""},{"$f":"IF(N5=\"\",\"\",IF(N5>'Ponding Analysis'!$D$15,N5-'Ponding Analysis'!$D$15,\"\"))","v":""},{"$f":"IF(O5=\"\",\"\",IF(O5>'Ponding Analysis'!$D$15,O5-'Ponding Analysis'!$D$15,\"\"))","v":""},{"$f":"IF(P5=\"\",\"\",IF(P5>'Ponding Analysis'!$D$15,P5-'Ponding Analysis'!$D$15,\"\"))","v":""},{"$f":"IF(Q5=\"\",\"\",IF(Q5>'Ponding Analysis'!$D$15,Q5-'Ponding Analysis'!$D$15,\"\"))","v":""},{"$f":"IF(R5=\"\",\"\",IF(R5>'Ponding Analysis'!$D$15,R5-'Ponding Analysis'!$D$15,\"\"))","v":""},{"$f":"IF(S5=\"\",\"\",IF(S5>'Ponding Analysis'!$D$15,S5-'Ponding Analysis'!$D$15,\"\"))","v":""},{"$f":"IF(T5=\"\",\"\",IF(T5>'Ponding Analysis'!$D$15,T5-'Ponding Analysis'!$D$15,\"\"))","v":""},{"$f":"IF(U5=\"\",\"\",IF(U5>'Ponding Analysis'!$D$15,U5-'Ponding Analysis'!$D$15,\"\"))","v":""},{"$f":"IF(V5=\"\",\"\",IF(V5>'Ponding Analysis'!$D$15,V5-'Ponding Analysis'!$D$15,\"\"))","v":""},{"$f":"IF(W5=\"\",\"\",IF(W5>'Ponding Analysis'!$D$15,W5-'Ponding Analysis'!$D$15,\"\"))","v":""}]
[null,3,{"$f":"IF(C6=\"\",\"\",IF(C6>'Ponding Analysis'!$D$15,C6-'Ponding Analysis'!$D$15,\"\"))","v":""},{"$f":"IF(D6=\"\",\"\",IF(D6>'Ponding Analysis'!$D$15,D6-'Ponding Analysis'!$D$15,\"\"))","v":""},{"$f":"IF(E6=\"\",\"\",IF(E6>'Ponding Analysis'!$D$15,E6-'Ponding Analysis'!$D$15,\"\"))","v":""},{"$f":"IF(F6=\"\",\"\",IF(F6>'Ponding Analysis'!$D$15,F6-'Ponding Analysis'!$D$15,\"\"))","v":""},{"$f":"IF(G6=\"\",\"\",IF(G6>'Ponding Analysis'!$D$15,G6-'Ponding Analysis'!$D$15,\"\"))","v":""},{"$f":"IF(H6=\"\",\"\",IF(H6>'Ponding Analysis'!$D$15,H6-'Ponding Analysis'!$D$15,\"\"))","v":""},{"$f":"IF(I6=\"\",\"\",IF(I6>'Ponding Analysis'!$D$15,I6-'Ponding Analysis'!$D$15,\"\"))","v":""},{"$f":"IF(J6=\"\",\"\",IF(J6>'Ponding Analysis'!$D$15,J6-'Ponding Analysis'!$D$15,\"\"))","v":""},{"$f":"IF(K6=\"\",\"\",IF(K6>'Ponding Analysis'!$D$15,K6-'Ponding Analysis'!$D$15,\"\"))","v":""},{"$f":"IF(L6=\"\",\"\",IF(L6>'Ponding Analysis'!$D$15,L6-'Ponding Analysis'!$D$15,\"\"))","v":""},{"$f":"IF(M6=\"\",\"\",IF(M6>'Ponding Analysis'!$D$15,M6-'Ponding Analysis'!$D$15,\"\"))","v":""},{"$f":"IF(N6=\"\",\"\",IF(N6>'Ponding Analysis'!$D$15,N6-'Ponding Analysis'!$D$15,\"\"))","v":""},{"$f":"IF(O6=\"\",\"\",IF(O6>'Ponding Analysis'!$D$15,O6-'Ponding Analysis'!$D$15,\"\"))","v":""},{"$f":"IF(P6=\"\",\"\",IF(P6>'Ponding Analysis'!$D$15,P6-'Ponding Analysis'!$D$15,\"\"))","v":""},{"$f":"IF(Q6=\"\",\"\",IF(Q6>'Ponding Analysis'!$D$15,Q6-'Ponding Analysis'!$D$15,\"\"))","v":""},{"$f":"IF(R6=\"\",\"\",IF(R6>'Ponding Analysis'!$D$15,R6-'Ponding Analysis'!$D$15,\"\"))","v":""},{"$f":"IF(S6=\"\",\"\",IF(S6>'Ponding Analysis'!$D$15,S6-'Ponding Analysis'!$D$15,\"\"))","v":""},{"$f":"IF(T6=\"\",\"\",IF(T6>'Ponding Analysis'!$D$15,T6-'Ponding Analysis'!$D$15,\"\"))","v":""},{"$f":"IF(U6=\"\",\"\",IF(U6>'Ponding Analysis'!$D$15,U6-'Ponding Analysis'!$D$15,\"\"))","v":""},{"$f":"IF(V6=\"\",\"\",IF(V6>'Ponding Analysis'!$D$15,V6-'Ponding Analysis'!$D$15,\"\"))","v":""},{"$f":"IF(W6=\"\",\"\",IF(W6>'Ponding Analysis'!$D$15,W6-'Ponding Analysis'!$D$15,\"\"))","v":""}]
[null,4,{"$f":"IF(C7=\"\",\"\",IF(C7>'Ponding Analysis'!$D$15,C7-'Ponding Analysis'!$D$15,\"\"))","v":""},{"$f":"IF(D7=\"\",\"\",IF(D7>'Ponding Analysis'!$D$15,D7-'Ponding Analysis'!$D$15,\"\"))","v":""},{"$f":"IF(E7=\"\",\"\",IF(E7>'Ponding Analysis'!$D$15,E7-'Ponding Analysis'!$D$15,\"\"))","v":""},{"$f":"IF(F7=\"\",\"\",IF(F7>'Ponding Analysis'!$D$15,F7-'Ponding Analysis'!$D$15,\"\"))","v":""},{"$f":"IF(G7=\"\",\"\",IF(G7>'Ponding Analysis'!$D$15,G7-'Ponding Analysis'!$D$15,\"\"))","v":""},{"$f":"IF(H7=\"\",\"\",IF(H7>'Ponding Analysis'!$D$15,H7-'Ponding Analysis'!$D$15,\"\"))","v":""},{"$f":"IF(I7=\"\",\"\",IF(I7>'Ponding Analysis'!$D$15,I7-'Ponding Analysis'!$D$15,\"\"))","v":""},{"$f":"IF(J7=\"\",\"\",IF(J7>'Ponding Analysis'!$D$15,J7-'Ponding Analysis'!$D$15,\"\"))","v":""},{"$f":"IF(K7=\"\",\"\",IF(K7>'Ponding Analysis'!$D$15,K7-'Ponding Analysis'!$D$15,\"\"))","v":""},{"$f":"IF(L7=\"\",\"\",IF(L7>'Ponding Analysis'!$D$15,L7-'Ponding Analysis'!$D$15,\"\"))","v":""},{"$f":"IF(M7=\"\",\"\",IF(M7>'Ponding Analysis'!$D$15,M7-'Ponding Analysis'!$D$15,\"\"))","v":""},{"$f":"IF(N7=\"\",\"\",IF(N7>'Ponding Analysis'!$D$15,N7-'Ponding Analysis'!$D$15,\"\"))","v":""},{"$f":"IF(O7=\"\",\"\",IF(O7>'Ponding Analysis'!$D$15,O7-'Ponding Analysis'!$D$15,\"\"))","v":""},{"$f":"IF(P7=\"\",\"\",IF(P7>'Ponding Analysis'!$D$15,P7-'Ponding Analysis'!$D$15,\"\"))","v":""},{"$f":"IF(Q7=\"\",\"\",IF(Q7>'Ponding Analysis'!$D$15,Q7-'Ponding Analysis'!$D$15,\"\"))","v":""},{"$f":"IF(R7=\"\",\"\",IF(R7>'Ponding Analysis'!$D$15,R7-'Ponding Analysis'!$D$15,\"\"))","v":""},{"$f":"IF(S7=\"\",\"\",IF(S7>'Ponding Analysis'!$D$15,S7-'Ponding Analysis'!$D$15,\"\"))","v":""},{"$f":"IF(T7=\"\",\"\",IF(T7>'Ponding Analysis'!$D$15,T7-'Ponding Analysis'!$D$15,\"\"))","v":""},{"$f":"IF(U7=\"\",\"\",IF(U7>'Ponding Analysis'!$D$15,U7-'Ponding Analysis'!$D$15,\"\"))","v":""},{"$f":"IF(V7=\"\",\"\",IF(V7>'Ponding Analysis'!$D$15,V7-'Ponding Analysis'!$D$15,\"\"))","v":""},{"$f":"IF(W7=\"\",\"\",IF(W7>'Ponding Analysis'!$D$15,W7-'Ponding Analysis'!$D$15,\"\"))","v":""}]
[null,5,{"$f":"IF(C8=\"\",\"\",IF(C8>'Ponding Analysis'!$D$15,C8-'Ponding Analysis'!$D$15,\"\"))","v":""},{"$f":"IF(D8=\"\",\"\",IF(D8>'Ponding Analysis'!$D$15,D8-'Ponding Analysis'!$D$15,\"\"))","v":""},{"$f":"IF(E8=\"\",\"\",IF(E8>'Ponding Analysis'!$D$15,E8-'Ponding Analysis'!$D$15,\"\"))","v":""},{"$f":"IF(F8=\"\",\"\",IF(F8>'Ponding Analysis'!$D$15,F8-'Ponding Analysis'!$D$15,\"\"))","v":""},{"$f":"IF(G8=\"\",\"\",IF(G8>'Ponding Analysis'!$D$15,G8-'Ponding Analysis'!$D$15,\"\"))","v":""},{"$f":"IF(H8=\"\",\"\",IF(H8>'Ponding Analysis'!$D$15,H8-'Ponding Analysis'!$D$15,\"\"))","v":""},{"$f":"IF(I8=\"\",\"\",IF(I8>'Ponding Analysis'!$D$15,I8-'Ponding Analysis'!$D$15,\"\"))","v":""},{"$f":"IF(J8=\"\",\"\",IF(J8>'Ponding Analysis'!$D$15,J8-'Ponding Analysis'!$D$15,\"\"))","v":""},{"$f":"IF(K8=\"\",\"\",IF(K8>'Ponding Analysis'!$D$15,K8-'Ponding Analysis'!$D$15,\"\"))","v":""},{"$f":"IF(L8=\"\",\"\",IF(L8>'Ponding Analysis'!$D$15,L8-'Ponding Analysis'!$D$15,\"\"))","v":""},{"$f":"IF(M8=\"\",\"\",IF(M8>'Ponding Analysis'!$D$15,M8-'Ponding Analysis'!$D$15,\"\"))","v":""},{"$f":"IF(N8=\"\",\"\",IF(N8>'Ponding Analysis'!$D$15,N8-'Ponding Analysis'!$D$15,\"\"))","v":""},{"$f":"IF(O8=\"\",\"\",IF(O8>'Ponding Analysis'!$D$15,O8-'Ponding Analysis'!$D$15,\"\"))","v":""},{"$f":"IF(P8=\"\",\"\",IF(P8>'Ponding Analysis'!$D$15,P8-'Ponding Analysis'!$D$15,\"\"))","v":""},{"$f":"IF(Q8=\"\",\"\",IF(Q8>'Ponding Analysis'!$D$15,Q8-'Ponding Analysis'!$D$15,\"\"))","v":""},{"$f":"IF(R8=\"\",\"\",IF(R8>'Ponding Analysis'!$D$15,R8-'Ponding Analysis'!$D$15,\"\"))","v":""},{"$f":"IF(S8=\"\",\"\",IF(S8>'Ponding Analysis'!$D$15,S8-'Ponding Analysis'!$D$15,\"\"))","v":""},{"$f":"IF(T8=\"\",\"\",IF(T8>'Ponding Analysis'!$D$15,T8-'Ponding Analysis'!$D$15,\"\"))","v":""},{"$f":"IF(U8=\"\",\"\",IF(U8>'Ponding Analysis'!$D$15,U8-'Ponding Analysis'!$D$15,\"\"))","v":""},{"$f":"IF(V8=\"\",\"\",IF(V8>'Ponding Analysis'!$D$15,V8-'Ponding Analysis'!$D$15,\"\"))","v":""},{"$f":"IF(W8=\"\",\"\",IF(W8>'Ponding Analysis'!$D$15,W8-'Ponding Analysis'!$D$15,\"\"))","v":""}]
[null,6,{"$f":"IF(C9=\"\",\"\",IF(C9>'Ponding Analysis'!$D$15,C9-'Ponding Analysis'!$D$15,\"\"))","v":""},{"$f":"IF(D9=\"\",\"\",IF(D9>'Ponding Analysis'!$D$15,D9-'Ponding Analysis'!$D$15,\"\"))","v":""},{"$f":"IF(E9=\"\",\"\",IF(E9>'Ponding Analysis'!$D$15,E9-'Ponding Analysis'!$D$15,\"\"))","v":""},{"$f":"IF(F9=\"\",\"\",IF(F9>'Ponding Analysis'!$D$15,F9-'Ponding Analysis'!$D$15,\"\"))","v":""},{"$f":"IF(G9=\"\",\"\",IF(G9>'Ponding Analysis'!$D$15,G9-'Ponding Analysis'!$D$15,\"\"))","v":""},{"$f":"IF(H9=\"\",\"\",IF(H9>'Ponding Analysis'!$D$15,H9-'Ponding Analysis'!$D$15,\"\"))","v":""},{"$f":"IF(I9=\"\",\"\",IF(I9>'Ponding Analysis'!$D$15,I9-'Ponding Analysis'!$D$15,\"\"))","v":""},{"$f":"IF(J9=\"\",\"\",IF(J9>'Ponding Analysis'!$D$15,J9-'Ponding Analysis'!$D$15,\"\"))","v":""},{"$f":"IF(K9=\"\",\"\",IF(K9>'Ponding Analysis'!$D$15,K9-'Ponding Analysis'!$D$15,\"\"))","v":""},{"$f":"IF(L9=\"\",\"\",IF(L9>'Ponding Analysis'!$D$15,L9-'Ponding Analysis'!$D$15,\"\"))","v":""},{"$f":"IF(M9=\"\",\"\",IF(M9>'Ponding Analysis'!$D$15,M9-'Ponding Analysis'!$D$15,\"\"))","v":""},{"$f":"IF(N9=\"\",\"\",IF(N9>'Ponding Analysis'!$D$15,N9-'Ponding Analysis'!$D$15,\"\"))","v":""},{"$f":"IF(O9=\"\",\"\",IF(O9>'Ponding Analysis'!$D$15,O9-'Ponding Analysis'!$D$15,\"\"))","v":""},{"$f":"IF(P9=\"\",\"\",IF(P9>'Ponding Analysis'!$D$15,P9-'Ponding Analysis'!$D$15,\"\"))","v":""},{"$f":"IF(Q9=\"\",\"\",IF(Q9>'Ponding Analysis'!$D$15,Q9-'Ponding Analysis'!$D$15,\"\"))","v":""},{"$f":"IF(R9=\"\",\"\",IF(R9>'Ponding Analysis'!$D$15,R9-'Ponding Analysis'!$D$15,\"\"))","v":""},{"$f":"IF(S9=\"\",\"\",IF(S9>'Ponding Analysis'!$D$15,S9-'Ponding Analysis'!$D$15,\"\"))","v":""},{"$f":"IF(T9=\"\",\"\",IF(T9>'Ponding Analysis'!$D$15,T9-'Ponding Analysis'!$D$15,\"\"))","v":""},{"$f":"IF(U9=\"\",\"\",IF(U9>'Ponding Analysis'!$D$15,U9-'Ponding Analysis'!$D$15,\"\"))","v":""},{"$f":"IF(V9=\"\",\"\",IF(V9>'Ponding Analysis'!$D$15,V9-'Ponding Analysis'!$D$15,\"\"))","v":""},{"$f":"IF(W9=\"\",\"\",IF(W9>'Ponding Analysis'!$D$15,W9-'Ponding Analysis'!$D$15,\"\"))","v":""}]
[null,7,{"$f":"IF(C10=\"\",\"\",IF(C10>'Ponding Analysis'!$D$15,C10-'Ponding Analysis'!$D$15,\"\"))","v":""},{"$f":"IF(D10=\"\",\"\",IF(D10>'Ponding Analysis'!$D$15,D10-'Ponding Analysis'!$D$15,\"\"))","v":""},{"$f":"IF(E10=\"\",\"\",IF(E10>'Ponding Analysis'!$D$15,E10-'Ponding Analysis'!$D$15,\"\"))","v":""},{"$f":"IF(F10=\"\",\"\",IF(F10>'Ponding Analysis'!$D$15,F10-'Ponding Analysis'!$D$15,\"\"))","v":""},{"$f":"IF(G10=\"\",\"\",IF(G10>'Ponding Analysis'!$D$15,G10-'Ponding Analysis'!$D$15,\"\"))","v":""},{"$f":"IF(H10=\"\",\"\",IF(H10>'Ponding Analysis'!$D$15,H10-'Ponding Analysis'!$D$15,\"\"))","v":""},{"$f":"IF(I10=\"\",\"\",IF(I10>'Ponding Analysis'!$D$15,I10-'Ponding Analysis'!$D$15,\"\"))","v":""},{"$f":"IF(J10=\"\",\"\",IF(J10>'Ponding Analysis'!$D$15,J10-'Ponding Analysis'!$D$15,\"\"))","v":""},{"$f":"IF(K10=\"\",\"\",IF(K10>'Ponding Analysis'!$D$15,K10-'Ponding Analysis'!$D$15,\"\"))","v":""},{"$f":"IF(L10=\"\",\"\",IF(L10>'Ponding Analysis'!$D$15,L10-'Ponding Analysis'!$D$15,\"\"))","v":""},{"$f":"IF(M10=\"\",\"\",IF(M10>'Ponding Analysis'!$D$15,M10-'Ponding Analysis'!$D$15,\"\"))","v":""},{"$f":"IF(N10=\"\",\"\",IF(N10>'Ponding Analysis'!$D$15,N10-'Ponding Analysis'!$D$15,\"\"))","v":""},{"$f":"IF(O10=\"\",\"\",IF(O10>'Ponding Analysis'!$D$15,O10-'Ponding Analysis'!$D$15,\"\"))","v":""},{"$f":"IF(P10=\"\",\"\",IF(P10>'Ponding Analysis'!$D$15,P10-'Ponding Analysis'!$D$15,\"\"))","v":""},{"$f":"IF(Q10=\"\",\"\",IF(Q10>'Ponding Analysis'!$D$15,Q10-'Ponding Analysis'!$D$15,\"\"))","v":""},{"$f":"IF(R10=\"\",\"\",IF(R10>'Ponding Analysis'!$D$15,R10-'Ponding Analysis'!$D$15,\"\"))","v":""},{"$f":"IF(S10=\"\",\"\",IF(S10>'Ponding Analysis'!$D$15,S10-'Ponding Analysis'!$D$15,\"\"))","v":""},{"$f":"IF(T10=\"\",\"\",IF(T10>'Ponding Analysis'!$D$15,T10-'Ponding Analysis'!$D$15,\"\"))","v":""},{"$f":"IF(U10=\"\",\"\",IF(U10>'Ponding Analysis'!$D$15,U10-'Ponding Analysis'!$D$15,\"\"))","v":""},{"$f":"IF(V10=\"\",\"\",IF(V10>'Ponding Analysis'!$D$15,V10-'Ponding Analysis'!$D$15,\"\"))","v":""},{"$f":"IF(W10=\"\",\"\",IF(W10>'Ponding Analysis'!$D$15,W10-'Ponding Analysis'!$D$15,\"\"))","v":""}]
[null,8,{"$f":"IF(C11=\"\",\"\",IF(C11>'Ponding Analysis'!$D$15,C11-'Ponding Analysis'!$D$15,\"\"))","v":""},{"$f":"IF(D11=\"\",\"\",IF(D11>'Ponding Analysis'!$D$15,D11-'Ponding Analysis'!$D$15,\"\"))","v":""},{"$f":"IF(E11=\"\",\"\",IF(E11>'Ponding Analysis'!$D$15,E11-'Ponding Analysis'!$D$15,\"\"))","v":""},{"$f":"IF(F11=\"\",\"\",IF(F11>'Ponding Analysis'!$D$15,F11-'Ponding Analysis'!$D$15,\"\"))","v":""},{"$f":"IF(G11=\"\",\"\",IF(G11>'Ponding Analysis'!$D$15,G11-'Ponding Analysis'!$D$15,\"\"))","v":""},{"$f":"IF(H11=\"\",\"\",IF(H11>'Ponding Analysis'!$D$15,H11-'Ponding Analysis'!$D$15,\"\"))","v":""},{"$f":"IF(I11=\"\",\"\",IF(I11>'Ponding Analysis'!$D$15,I11-'Ponding Analysis'!$D$15,\"\"))","v":""},{"$f":"IF(J11=\"\",\"\",IF(J11>'Ponding Analysis'!$D$15,J11-'Ponding Analysis'!$D$15,\"\"))","v":""},{"$f":"IF(K11=\"\",\"\",IF(K11>'Ponding Analysis'!$D$15,K11-'Ponding Analysis'!$D$15,\"\"))","v":""},{"$f":"IF(L11=\"\",\"\",IF(L11>'Ponding Analysis'!$D$15,L11-'Ponding Analysis'!$D$15,\"\"))","v":""},{"$f":"IF(M11=\"\",\"\",IF(M11>'Ponding Analysis'!$D$15,M11-'Ponding Analysis'!$D$15,\"\"))","v":""},{"$f":"IF(N11=\"\",\"\",IF(N11>'Ponding Analysis'!$D$15,N11-'Ponding Analysis'!$D$15,\"\"))","v":""},{"$f":"IF(O11=\"\",\"\",IF(O11>'Ponding Analysis'!$D$15,O11-'Ponding Analysis'!$D$15,\"\"))","v":""},{"$f":"IF(P11=\"\",\"\",IF(P11>'Ponding Analysis'!$D$15,P11-'Ponding Analysis'!$D$15,\"\"))","v":""},{"$f":"IF(Q11=\"\",\"\",IF(Q11>'Ponding Analysis'!$D$15,Q11-'Ponding Analysis'!$D$15,\"\"))","v":""},{"$f":"IF(R11=\"\",\"\",IF(R11>'Ponding Analysis'!$D$15,R11-'Ponding Analysis'!$D$15,\"\"))","v":""},{"$f":"IF(S11=\"\",\"\",IF(S11>'Ponding Analysis'!$D$15,S11-'Ponding Analysis'!$D$15,\"\"))","v":""},{"$f":"IF(T11=\"\",\"\",IF(T11>'Ponding Analysis'!$D$15,T11-'Ponding Analysis'!$D$15,\"\"))","v":""},{"$f":"IF(U11=\"\",\"\",IF(U11>'Ponding Analysis'!$D$15,U11-'Ponding Analysis'!$D$15,\"\"))","v":""},{"$f":"IF(V11=\"\",\"\",IF(V11>'Ponding Analysis'!$D$15,V11-'Ponding Analysis'!$D$15,\"\"))","v":""},{"$f":"IF(W11=\"\",\"\",IF(W11>'Ponding Analysis'!$D$15,W11-'Ponding Analysis'!$D$15,\"\"))","v":""}]
[null,9,{"$f":"IF(C12=\"\",\"\",IF(C12>'Ponding Analysis'!$D$15,C12-'Ponding Analysis'!$D$15,\"\"))","v":""},{"$f":"IF(D12=\"\",\"\",IF(D12>'Ponding Analysis'!$D$15,D12-'Ponding Analysis'!$D$15,\"\"))","v":""},{"$f":"IF(E12=\"\",\"\",IF(E12>'Ponding Analysis'!$D$15,E12-'Ponding Analysis'!$D$15,\"\"))","v":""},{"$f":"IF(F12=\"\",\"\",IF(F12>'Ponding Analysis'!$D$15,F12-'Ponding Analysis'!$D$15,\"\"))","v":""},{"$f":"IF(G12=\"\",\"\",IF(G12>'Ponding Analysis'!$D$15,G12-'Ponding Analysis'!$D$15,\"\"))","v":""},{"$f":"IF(H12=\"\",\"\",IF(H12>'Ponding Analysis'!$D$15,H12-'Ponding Analysis'!$D$15,\"\"))","v":""},{"$f":"IF(I12=\"\",\"\",IF(I12>'Ponding Analysis'!$D$15,I12-'Ponding Analysis'!$D$15,\"\"))","v":""},{"$f":"IF(J12=\"\",\"\",IF(J12>'Ponding Analysis'!$D$15,J12-'Ponding Analysis'!$D$15,\"\"))","v":""},{"$f":"IF(K12=\"\",\"\",IF(K12>'Ponding Analysis'!$D$15,K12-'Ponding Analysis'!$D$15,\"\"))","v":""},{"$f":"IF(L12=\"\",\"\",IF(L12>'Ponding Analysis'!$D$15,L12-'Ponding Analysis'!$D$15,\"\"))","v":""},{"$f":"IF(M12=\"\",\"\",IF(M12>'Ponding Analysis'!$D$15,M12-'Ponding Analysis'!$D$15,\"\"))","v":""},{"$f":"IF(N12=\"\",\"\",IF(N12>'Ponding Analysis'!$D$15,N12-'Ponding Analysis'!$D$15,\"\"))","v":""},{"$f":"IF(O12=\"\",\"\",IF(O12>'Ponding Analysis'!$D$15,O12-'Ponding Analysis'!$D$15,\"\"))","v":""},{"$f":"IF(P12=\"\",\"\",IF(P12>'Ponding Analysis'!$D$15,P12-'Ponding Analysis'!$D$15,\"\"))","v":""},{"$f":"IF(Q12=\"\",\"\",IF(Q12>'Ponding Analysis'!$D$15,Q12-'Ponding Analysis'!$D$15,\"\"))","v":""},{"$f":"IF(R12=\"\",\"\",IF(R12>'Ponding Analysis'!$D$15,R12-'Ponding Analysis'!$D$15,\"\"))","v":""},{"$f":"IF(S12=\"\",\"\",IF(S12>'Ponding Analysis'!$D$15,S12-'Ponding Analysis'!$D$15,\"\"))","v":""},{"$f":"IF(T12=\"\",\"\",IF(T12>'Ponding Analysis'!$D$15,T12-'Ponding Analysis'!$D$15,\"\"))","v":""},{"$f":"IF(U12=\"\",\"\",IF(U12>'Ponding Analysis'!$D$15,U12-'Ponding Analysis'!$D$15,\"\"))","v":""},{"$f":"IF(V12=\"\",\"\",IF(V12>'Ponding Analysis'!$D$15,V12-'Ponding Analysis'!$D$15,\"\"))","v":""},{"$f":"IF(W12=\"\",\"\",IF(W12>'Ponding Analysis'!$D$15,W12-'Ponding Analysis'!$D$15,\"\"))","v":""}]
[null,"",{"$f":"IF(C13=\"\",\"\",IF(C13>'Ponding Analysis'!$D$15,C13-'Ponding Analysis'!$D$15,\"\"))","v":""},{"$f":"IF(D13=\"\",\"\",IF(D13>'Ponding Analysis'!$D$15,D13-'Ponding Analysis'!$D$15,\"\"))","v":""},{"$f":"IF(E13=\"\",\"\",IF(E13>'Ponding Analysis'!$D$15,E13-'Ponding Analysis'!$D$15,\"\"))","v":""},{"$f":"IF(F13=\"\",\"\",IF(F13>'Ponding Analysis'!$D$15,F13-'Ponding Analysis'!$D$15,\"\"))","v":""},{"$f":"IF(G13=\"\",\"\",IF(G13>'Ponding Analysis'!$D$15,G13-'Ponding Analysis'!$D$15,\"\"))","v":""},{"$f":"IF(H13=\"\",\"\",IF(H13>'Ponding Analysis'!$D$15,H13-'Ponding Analysis'!$D$15,\"\"))","v":""},{"$f":"IF(I13=\"\",\"\",IF(I13>'Ponding Analysis'!$D$15,I13-'Ponding Analysis'!$D$15,\"\"))","v":""},{"$f":"IF(J13=\"\",\"\",IF(J13>'Ponding Analysis'!$D$15,J13-'Ponding Analysis'!$D$15,\"\"))","v":""},{"$f":"IF(K13=\"\",\"\",IF(K13>'Ponding Analysis'!$D$15,K13-'Ponding Analysis'!$D$15,\"\"))","v":""},{"$f":"IF(L13=\"\",\"\",IF(L13>'Ponding Analysis'!$D$15,L13-'Ponding Analysis'!$D$15,\"\"))","v":""},{"$f":"IF(M13=\"\",\"\",IF(M13>'Ponding Analysis'!$D$15,M13-'Ponding Analysis'!$D$15,\"\"))","v":""},{"$f":"IF(N13=\"\",\"\",IF(N13>'Ponding Analysis'!$D$15,N13-'Ponding Analysis'!$D$15,\"\"))","v":""},{"$f":"IF(O13=\"\",\"\",IF(O13>'Ponding Analysis'!$D$15,O13-'Ponding Analysis'!$D$15,\"\"))","v":""},{"$f":"IF(P13=\"\",\"\",IF(P13>'Ponding Analysis'!$D$15,P13-'Ponding Analysis'!$D$15,\"\"))","v":""},{"$f":"IF(Q13=\"\",\"\",IF(Q13>'Ponding Analysis'!$D$15,Q13-'Ponding Analysis'!$D$15,\"\"))","v":""},{"$f":"IF(R13=\"\",\"\",IF(R13>'Ponding Analysis'!$D$15,R13-'Ponding Analysis'!$D$15,\"\"))","v":""},{"$f":"IF(S13=\"\",\"\",IF(S13>'Ponding Analysis'!$D$15,S13-'Ponding Analysis'!$D$15,\"\"))","v":""},{"$f":"IF(T13=\"\",\"\",IF(T13>'Ponding Analysis'!$D$15,T13-'Ponding Analysis'!$D$15,\"\"))","v":""},{"$f":"IF(U13=\"\",\"\",IF(U13>'Ponding Analysis'!$D$15,U13-'Ponding Analysis'!$D$15,\"\"))","v":""},{"$f":"IF(V13=\"\",\"\",IF(V13>'Ponding Analysis'!$D$15,V13-'Ponding Analysis'!$D$15,\"\"))","v":""},{"$f":"IF(W13=\"\",\"\",IF(W13>'Ponding Analysis'!$D$15,W13-'Ponding Analysis'!$D$15,\"\"))","v":""}]
[null,"",{"$f":"IF(C14=\"\",\"\",IF(C14>'Ponding Analysis'!$D$15,C14-'Ponding Analysis'!$D$15,\"\"))","v":""},{"$f":"IF(D14=\"\",\"\",IF(D14>'Ponding Analysis'!$D$15,D14-'Ponding Analysis'!$D$15,\"\"))","v":""},{"$f":"IF(E14=\"\",\"\",IF(E14>'Ponding Analysis'!$D$15,E14-'Ponding Analysis'!$D$15,\"\"))","v":""},{"$f":"IF(F14=\"\",\"\",IF(F14>'Ponding Analysis'!$D$15,F14-'Ponding Analysis'!$D$15,\"\"))","v":""},{"$f":"IF(G14=\"\",\"\",IF(G14>'Ponding Analysis'!$D$15,G14-'Ponding Analysis'!$D$15,\"\"))","v":""},{"$f":"IF(H14=\"\",\"\",IF(H14>'Ponding Analysis'!$D$15,H14-'Ponding Analysis'!$D$15,\"\"))","v":""},{"$f":"IF(I14=\"\",\"\",IF(I14>'Ponding Analysis'!$D$15,I14-'Ponding Analysis'!$D$15,\"\"))","v":""},{"$f":"IF(J14=\"\",\"\",IF(J14>'Ponding Analysis'!$D$15,J14-'Ponding Analysis'!$D$15,\"\"))","v":""},{"$f":"IF(K14=\"\",\"\",IF(K14>'Ponding Analysis'!$D$15,K14-'Ponding Analysis'!$D$15,\"\"))","v":""},{"$f":"IF(L14=\"\",\"\",IF(L14>'Ponding Analysis'!$D$15,L14-'Ponding Analysis'!$D$15,\"\"))","v":""},{"$f":"IF(M14=\"\",\"\",IF(M14>'Ponding Analysis'!$D$15,M14-'Ponding Analysis'!$D$15,\"\"))","v":""},{"$f":"IF(N14=\"\",\"\",IF(N14>'Ponding Analysis'!$D$15,N14-'Ponding Analysis'!$D$15,\"\"))","v":""},{"$f":"IF(O14=\"\",\"\",IF(O14>'Ponding Analysis'!$D$15,O14-'Ponding Analysis'!$D$15,\"\"))","v":""},{"$f":"IF(P14=\"\",\"\",IF(P14>'Ponding Analysis'!$D$15,P14-'Ponding Analysis'!$D$15,\"\"))","v":""},{"$f":"IF(Q14=\"\",\"\",IF(Q14>'Ponding Analysis'!$D$15,Q14-'Ponding Analysis'!$D$15,\"\"))","v":""},{"$f":"IF(R14=\"\",\"\",IF(R14>'Ponding Analysis'!$D$15,R14-'Ponding Analysis'!$D$15,\"\"))","v":""},{"$f":"IF(S14=\"\",\"\",IF(S14>'Ponding Analysis'!$D$15,S14-'Ponding Analysis'!$D$15,\"\"))","v":""},{"$f":"IF(T14=\"\",\"\",IF(T14>'Ponding Analysis'!$D$15,T14-'Ponding Analysis'!$D$15,\"\"))","v":""},{"$f":"IF(U14=\"\",\"\",IF(U14>'Ponding Analysis'!$D$15,U14-'Ponding Analysis'!$D$15,\"\"))","v":""},{"$f":"IF(V14=\"\",\"\",IF(V14>'Ponding Analysis'!$D$15,V14-'Ponding Analysis'!$D$15,\"\"))","v":""},{"$f":"IF(W14=\"\",\"\",IF(W14>'Ponding Analysis'!$D$15,W14-'Ponding Analysis'!$D$15,\"\"))","v":""}]
[null,"",{"$f":"IF(C15=\"\",\"\",IF(C15>'Ponding Analysis'!$D$15,C15-'Ponding Analysis'!$D$15,\"\"))","v":""},{"$f":"IF(D15=\"\",\"\",IF(D15>'Ponding Analysis'!$D$15,D15-'Ponding Analysis'!$D$15,\"\"))","v":""},{"$f":"IF(E15=\"\",\"\",IF(E15>'Ponding Analysis'!$D$15,E15-'Ponding Analysis'!$D$15,\"\"))","v":""},{"$f":"IF(F15=\"\",\"\",IF(F15>'Ponding Analysis'!$D$15,F15-'Ponding Analysis'!$D$15,\"\"))","v":""},{"$f":"IF(G15=\"\",\"\",IF(G15>'Ponding Analysis'!$D$15,G15-'Ponding Analysis'!$D$15,\"\"))","v":""},{"$f":"IF(H15=\"\",\"\",IF(H15>'Ponding Analysis'!$D$15,H15-'Ponding Analysis'!$D$15,\"\"))","v":""},{"$f":"IF(I15=\"\",\"\",IF(I15>'Ponding Analysis'!$D$15,I15-'Ponding Analysis'!$D$15,\"\"))","v":""},{"$f":"IF(J15=\"\",\"\",IF(J15>'Ponding Analysis'!$D$15,J15-'Ponding Analysis'!$D$15,\"\"))","v":""},{"$f":"IF(K15=\"\",\"\",IF(K15>'Ponding Analysis'!$D$15,K15-'Ponding Analysis'!$D$15,\"\"))","v":""},{"$f":"IF(L15=\"\",\"\",IF(L15>'Ponding Analysis'!$D$15,L15-'Ponding Analysis'!$D$15,\"\"))","v":""},{"$f":"IF(M15=\"\",\"\",IF(M15>'Ponding Analysis'!$D$15,M15-'Ponding Analysis'!$D$15,\"\"))","v":""},{"$f":"IF(N15=\"\",\"\",IF(N15>'Ponding Analysis'!$D$15,N15-'Ponding Analysis'!$D$15,\"\"))","v":""},{"$f":"IF(O15=\"\",\"\",IF(O15>'Ponding Analysis'!$D$15,O15-'Ponding Analysis'!$D$15,\"\"))","v":""},{"$f":"IF(P15=\"\",\"\",IF(P15>'Ponding Analysis'!$D$15,P15-'Ponding Analysis'!$D$15,\"\"))","v":""},{"$f":"IF(Q15=\"\",\"\",IF(Q15>'Ponding Analysis'!$D$15,Q15-'Ponding Analysis'!$D$15,\"\"))","v":""},{"$f":"IF(R15=\"\",\"\",IF(R15>'Ponding Analysis'!$D$15,R15-'Ponding Analysis'!$D$15,\"\"))","v":""},{"$f":"IF(S15=\"\",\"\",IF(S15>'Ponding Analysis'!$D$15,S15-'Ponding Analysis'!$D$15,\"\"))","v":""},{"$f":"IF(T15=\"\",\"\",IF(T15>'Ponding Analysis'!$D$15,T15-'Ponding Analysis'!$D$15,\"\"))","v":""},{"$f":"IF(U15=\"\",\"\",IF(U15>'Ponding Analysis'!$D$15,U15-'Ponding Analysis'!$D$15,\"\"))","v":""},{"$f":"IF(V15=\"\",\"\",IF(V15>'Ponding Analysis'!$D$15,V15-'Ponding Analysis'!$D$15,\"\"))","v":""},{"$f":"IF(W15=\"\",\"\",IF(W15>'Ponding Analysis'!$D$15,W15-'Ponding Analysis'!$D$15,\"\"))","v":""}]
[null,"",{"$f":"IF(C16=\"\",\"\",IF(C16>'Ponding Analysis'!$D$15,C16-'Ponding Analysis'!$D$15,\"\"))","v":""},{"$f":"IF(D16=\"\",\"\",IF(D16>'Ponding Analysis'!$D$15,D16-'Ponding Analysis'!$D$15,\"\"))","v":""},{"$f":"IF(E16=\"\",\"\",IF(E16>'Ponding Analysis'!$D$15,E16-'Ponding Analysis'!$D$15,\"\"))","v":""},{"$f":"IF(F16=\"\",\"\",IF(F16>'Ponding Analysis'!$D$15,F16-'Ponding Analysis'!$D$15,\"\"))","v":""},{"$f":"IF(G16=\"\",\"\",IF(G16>'Ponding Analysis'!$D$15,G16-'Ponding Analysis'!$D$15,\"\"))","v":""},{"$f":"IF(H16=\"\",\"\",IF(H16>'Ponding Analysis'!$D$15,H16-'Ponding Analysis'!$D$15,\"\"))","v":""},{"$f":"IF(I16=\"\",\"\",IF(I16>'Ponding Analysis'!$D$15,I16-'Ponding Analysis'!$D$15,\"\"))","v":""},{"$f":"IF(J16=\"\",\"\",IF(J16>'Ponding Analysis'!$D$15,J16-'Ponding Analysis'!$D$15,\"\"))","v":""},{"$f":"IF(K16=\"\",\"\",IF(K16>'Ponding Analysis'!$D$15,K16-'Ponding Analysis'!$D$15,\"\"))","v":""},{"$f":"IF(L16=\"\",\"\",IF(L16>'Ponding Analysis'!$D$15,L16-'Ponding Analysis'!$D$15,\"\"))","v":""},{"$f":"IF(M16=\"\",\"\",IF(M16>'Ponding Analysis'!$D$15,M16-'Ponding Analysis'!$D$15,\"\"))","v":""},{"$f":"IF(N16=\"\",\"\",IF(N16>'Ponding Analysis'!$D$15,N16-'Ponding Analysis'!$D$15,\"\"))","v":""},{"$f":"IF(O16=\"\",\"\",IF(O16>'Ponding Analysis'!$D$15,O16-'Ponding Analysis'!$D$15,\"\"))","v":""},{"$f":"IF(P16=\"\",\"\",IF(P16>'Ponding Analysis'!$D$15,P16-'Ponding Analysis'!$D$15,\"\"))","v":""},{"$f":"IF(Q16=\"\",\"\",IF(Q16>'Ponding Analysis'!$D$15,Q16-'Ponding Analysis'!$D$15,\"\"))","v":""},{"$f":"IF(R16=\"\",\"\",IF(R16>'Ponding Analysis'!$D$15,R16-'Ponding Analysis'!$D$15,\"\"))","v":""},{"$f":"IF(S16=\"\",\"\",IF(S16>'Ponding Analysis'!$D$15,S16-'Ponding Analysis'!$D$15,\"\"))","v":""},{"$f":"IF(T16=\"\",\"\",IF(T16>'Ponding Analysis'!$D$15,T16-'Ponding Analysis'!$D$15,\"\"))","v":""},{"$f":"IF(U16=\"\",\"\",IF(U16>'Ponding Analysis'!$D$15,U16-'Ponding Analysis'!$D$15,\"\"))","v":""},{"$f":"IF(V16=\"\",\"\",IF(V16>'Ponding Analysis'!$D$15,V16-'Ponding Analysis'!$D$15,\"\"))","v":""},{"$f":"IF(W16=\"\",\"\",IF(W16>'Ponding Analysis'!$D$15,W16-'Ponding Analysis'!$D$15,\"\"))","v":""}]
[null,"",{"$f":"IF(C17=\"\",\"\",IF(C17>'Ponding Analysis'!$D$15,C17-'Ponding Analysis'!$D$15,\"\"))","v":""},{"$f":"IF(D17=\"\",\"\",IF(D17>'Ponding Analysis'!$D$15,D17-'Ponding Analysis'!$D$15,\"\"))","v":""},{"$f":"IF(E17=\"\",\"\",IF(E17>'Ponding Analysis'!$D$15,E17-'Ponding Analysis'!$D$15,\"\"))","v":""},{"$f":"IF(F17=\"\",\"\",IF(F17>'Ponding Analysis'!$D$15,F17-'Ponding Analysis'!$D$15,\"\"))","v":""},{"$f":"IF(G17=\"\",\"\",IF(G17>'Ponding Analysis'!$D$15,G17-'Ponding Analysis'!$D$15,\"\"))","v":""},{"$f":"IF(H17=\"\",\"\",IF(H17>'Ponding Analysis'!$D$15,H17-'Ponding Analysis'!$D$15,\"\"))","v":""},{"$f":"IF(I17=\"\",\"\",IF(I17>'Ponding Analysis'!$D$15,I17-'Ponding Analysis'!$D$15,\"\"))","v":""},{"$f":"IF(J17=\"\",\"\",IF(J17>'Ponding Analysis'!$D$15,J17-'Ponding Analysis'!$D$15,\"\"))","v":""},{"$f":"IF(K17=\"\",\"\",IF(K17>'Ponding Analysis'!$D$15,K17-'Ponding Analysis'!$D$15,\"\"))","v":""},{"$f":"IF(L17=\"\",\"\",IF(L17>'Ponding Analysis'!$D$15,L17-'Ponding Analysis'!$D$15,\"\"))","v":""},{"$f":"IF(M17=\"\",\"\",IF(M17>'Ponding Analysis'!$D$15,M17-'Ponding Analysis'!$D$15,\"\"))","v":""},{"$f":"IF(N17=\"\",\"\",IF(N17>'Ponding Analysis'!$D$15,N17-'Ponding Analysis'!$D$15,\"\"))","v":""},{"$f":"IF(O17=\"\",\"\",IF(O17>'Ponding Analysis'!$D$15,O17-'Ponding Analysis'!$D$15,\"\"))","v":""},{"$f":"IF(P17=\"\",\"\",IF(P17>'Ponding Analysis'!$D$15,P17-'Ponding Analysis'!$D$15,\"\"))","v":""},{"$f":"IF(Q17=\"\",\"\",IF(Q17>'Ponding Analysis'!$D$15,Q17-'Ponding Analysis'!$D$15,\"\"))","v":""},{"$f":"IF(R17=\"\",\"\",IF(R17>'Ponding Analysis'!$D$15,R17-'Ponding Analysis'!$D$15,\"\"))","v":""},{"$f":"IF(S17=\"\",\"\",IF(S17>'Ponding Analysis'!$D$15,S17-'Ponding Analysis'!$D$15,\"\"))","v":""},{"$f":"IF(T17=\"\",\"\",IF(T17>'Ponding Analysis'!$D$15,T17-'Ponding Analysis'!$D$15,\"\"))","v":""},{"$f":"IF(U17=\"\",\"\",IF(U17>'Ponding Analysis'!$D$15,U17-'Ponding Analysis'!$D$15,\"\"))","v":""},{"$f":"IF(V17=\"\",\"\",IF(V17>'Ponding Analysis'!$D$15,V17-'Ponding Analysis'!$D$15,\"\"))","v":""},{"$f":"IF(W17=\"\",\"\",IF(W17>'Ponding Analysis'!$D$15,W17-'Ponding Analysis'!$D$15,\"\"))","v":""}]
[null,"",{"$f":"IF(C18=\"\",\"\",IF(C18>'Ponding Analysis'!$D$15,C18-'Ponding Analysis'!$D$15,\"\"))","v":""},{"$f":"IF(D18=\"\",\"\",IF(D18>'Ponding Analysis'!$D$15,D18-'Ponding Analysis'!$D$15,\"\"))","v":""},{"$f":"IF(E18=\"\",\"\",IF(E18>'Ponding Analysis'!$D$15,E18-'Ponding Analysis'!$D$15,\"\"))","v":""},{"$f":"IF(F18=\"\",\"\",IF(F18>'Ponding Analysis'!$D$15,F18-'Ponding Analysis'!$D$15,\"\"))","v":""},{"$f":"IF(G18=\"\",\"\",IF(G18>'Ponding Analysis'!$D$15,G18-'Ponding Analysis'!$D$15,\"\"))","v":""},{"$f":"IF(H18=\"\",\"\",IF(H18>'Ponding Analysis'!$D$15,H18-'Ponding Analysis'!$D$15,\"\"))","v":""},{"$f":"IF(I18=\"\",\"\",IF(I18>'Ponding Analysis'!$D$15,I18-'Ponding Analysis'!$D$15,\"\"))","v":""},{"$f":"IF(J18=\"\",\"\",IF(J18>'Ponding Analysis'!$D$15,J18-'Ponding Analysis'!$D$15,\"\"))","v":""},{"$f":"IF(K18=\"\",\"\",IF(K18>'Ponding Analysis'!$D$15,K18-'Ponding Analysis'!$D$15,\"\"))","v":""},{"$f":"IF(L18=\"\",\"\",IF(L18>'Ponding Analysis'!$D$15,L18-'Ponding Analysis'!$D$15,\"\"))","v":""},{"$f":"IF(M18=\"\",\"\",IF(M18>'Ponding Analysis'!$D$15,M18-'Ponding Analysis'!$D$15,\"\"))","v":""},{"$f":"IF(N18=\"\",\"\",IF(N18>'Ponding Analysis'!$D$15,N18-'Ponding Analysis'!$D$15,\"\"))","v":""},{"$f":"IF(O18=\"\",\"\",IF(O18>'Ponding Analysis'!$D$15,O18-'Ponding Analysis'!$D$15,\"\"))","v":""},{"$f":"IF(P18=\"\",\"\",IF(P18>'Ponding Analysis'!$D$15,P18-'Ponding Analysis'!$D$15,\"\"))","v":""},{"$f":"IF(Q18=\"\",\"\",IF(Q18>'Ponding Analysis'!$D$15,Q18-'Ponding Analysis'!$D$15,\"\"))","v":""},{"$f":"IF(R18=\"\",\"\",IF(R18>'Ponding Analysis'!$D$15,R18-'Ponding Analysis'!$D$15,\"\"))","v":""},{"$f":"IF(S18=\"\",\"\",IF(S18>'Ponding Analysis'!$D$15,S18-'Ponding Analysis'!$D$15,\"\"))","v":""},{"$f":"IF(T18=\"\",\"\",IF(T18>'Ponding Analysis'!$D$15,T18-'Ponding Analysis'!$D$15,\"\"))","v":""},{"$f":"IF(U18=\"\",\"\",IF(U18>'Ponding Analysis'!$D$15,U18-'Ponding Analysis'!$D$15,\"\"))","v":""},{"$f":"IF(V18=\"\",\"\",IF(V18>'Ponding Analysis'!$D$15,V18-'Ponding Analysis'!$D$15,\"\"))","v":""},{"$f":"IF(W18=\"\",\"\",IF(W18>'Ponding Analysis'!$D$15,W18-'Ponding Analysis'!$D$15,\"\"))","v":""}]
[null,"",{"$f":"IF(C19=\"\",\"\",IF(C19>'Ponding Analysis'!$D$15,C19-'Ponding Analysis'!$D$15,\"\"))","v":""},{"$f":"IF(D19=\"\",\"\",IF(D19>'Ponding Analysis'!$D$15,D19-'Ponding Analysis'!$D$15,\"\"))","v":""},{"$f":"IF(E19=\"\",\"\",IF(E19>'Ponding Analysis'!$D$15,E19-'Ponding Analysis'!$D$15,\"\"))","v":""},{"$f":"IF(F19=\"\",\"\",IF(F19>'Ponding Analysis'!$D$15,F19-'Ponding Analysis'!$D$15,\"\"))","v":""},{"$f":"IF(G19=\"\",\"\",IF(G19>'Ponding Analysis'!$D$15,G19-'Ponding Analysis'!$D$15,\"\"))","v":""},{"$f":"IF(H19=\"\",\"\",IF(H19>'Ponding Analysis'!$D$15,H19-'Ponding Analysis'!$D$15,\"\"))","v":""},{"$f":"IF(I19=\"\",\"\",IF(I19>'Ponding Analysis'!$D$15,I19-'Ponding Analysis'!$D$15,\"\"))","v":""},{"$f":"IF(J19=\"\",\"\",IF(J19>'Ponding Analysis'!$D$15,J19-'Ponding Analysis'!$D$15,\"\"))","v":""},{"$f":"IF(K19=\"\",\"\",IF(K19>'Ponding Analysis'!$D$15,K19-'Ponding Analysis'!$D$15,\"\"))","v":""},{"$f":"IF(L19=\"\",\"\",IF(L19>'Ponding Analysis'!$D$15,L19-'Ponding Analysis'!$D$15,\"\"))","v":""},{"$f":"IF(M19=\"\",\"\",IF(M19>'Ponding Analysis'!$D$15,M19-'Ponding Analysis'!$D$15,\"\"))","v":""},{"$f":"IF(N19=\"\",\"\",IF(N19>'Ponding Analysis'!$D$15,N19-'Ponding Analysis'!$D$15,\"\"))","v":""},{"$f":"IF(O19=\"\",\"\",IF(O19>'Ponding Analysis'!$D$15,O19-'Ponding Analysis'!$D$15,\"\"))","v":""},{"$f":"IF(P19=\"\",\"\",IF(P19>'Ponding Analysis'!$D$15,P19-'Ponding Analysis'!$D$15,\"\"))","v":""},{"$f":"IF(Q19=\"\",\"\",IF(Q19>'Ponding Analysis'!$D$15,Q19-'Ponding Analysis'!$D$15,\"\"))","v":""},{"$f":"IF(R19=\"\",\"\",IF(R19>'Ponding Analysis'!$D$15,R19-'Ponding Analysis'!$D$15,\"\"))","v":""},{"$f":"IF(S19=\"\",\"\",IF(S19>'Ponding Analysis'!$D$15,S19-'Ponding Analysis'!$D$15,\"\"))","v":""},{"$f":"IF(T19=\"\",\"\",IF(T19>'Ponding Analysis'!$D$15,T19-'Ponding Analysis'!$D$15,\"\"))","v":""},{"$f":"IF(U19=\"\",\"\",IF(U19>'Ponding Analysis'!$D$15,U19-'Ponding Analysis'!$D$15,\"\"))","v":""},{"$f":"IF(V19=\"\",\"\",IF(V19>'Ponding Analysis'!$D$15,V19-'Ponding Analysis'!$D$15,\"\"))","v":""},{"$f":"IF(W19=\"\",\"\",IF(W19>'Ponding Analysis'!$D$15,W19-'Ponding Analysis'!$D$15,\"\"))","v":""}]
[null,"",{"$f":"IF(C20=\"\",\"\",IF(C20>'Ponding Analysis'!$D$15,C20-'Ponding Analysis'!$D$15,\"\"))","v":""},{"$f":"IF(D20=\"\",\"\",IF(D20>'Ponding Analysis'!$D$15,D20-'Ponding Analysis'!$D$15,\"\"))","v":""},{"$f":"IF(E20=\"\",\"\",IF(E20>'Ponding Analysis'!$D$15,E20-'Ponding Analysis'!$D$15,\"\"))","v":""},{"$f":"IF(F20=\"\",\"\",IF(F20>'Ponding Analysis'!$D$15,F20-'Ponding Analysis'!$D$15,\"\"))","v":""},{"$f":"IF(G20=\"\",\"\",IF(G20>'Ponding Analysis'!$D$15,G20-'Ponding Analysis'!$D$15,\"\"))","v":""},{"$f":"IF(H20=\"\",\"\",IF(H20>'Ponding Analysis'!$D$15,H20-'Ponding Analysis'!$D$15,\"\"))","v":""},{"$f":"IF(I20=\"\",\"\",IF(I20>'Ponding Analysis'!$D$15,I20-'Ponding Analysis'!$D$15,\"\"))","v":""},{"$f":"IF(J20=\"\",\"\",IF(J20>'Ponding Analysis'!$D$15,J20-'Ponding Analysis'!$D$15,\"\"))","v":""},{"$f":"IF(K20=\"\",\"\",IF(K20>'Ponding Analysis'!$D$15,K20-'Ponding Analysis'!$D$15,\"\"))","v":""},{"$f":"IF(L20=\"\",\"\",IF(L20>'Ponding Analysis'!$D$15,L20-'Ponding Analysis'!$D$15,\"\"))","v":""},{"$f":"IF(M20=\"\",\"\",IF(M20>'Ponding Analysis'!$D$15,M20-'Ponding Analysis'!$D$15,\"\"))","v":""},{"$f":"IF(N20=\"\",\"\",IF(N20>'Ponding Analysis'!$D$15,N20-'Ponding Analysis'!$D$15,\"\"))","v":""},{"$f":"IF(O20=\"\",\"\",IF(O20>'Ponding Analysis'!$D$15,O20-'Ponding Analysis'!$D$15,\"\"))","v":""},{"$f":"IF(P20=\"\",\"\",IF(P20>'Ponding Analysis'!$D$15,P20-'Ponding Analysis'!$D$15,\"\"))","v":""},{"$f":"IF(Q20=\"\",\"\",IF(Q20>'Ponding Analysis'!$D$15,Q20-'Ponding Analysis'!$D$15,\"\"))","v":""},{"$f":"IF(R20=\"\",\"\",IF(R20>'Ponding Analysis'!$D$15,R20-'Ponding Analysis'!$D$15,\"\"))","v":""},{"$f":"IF(S20=\"\",\"\",IF(S20>'Ponding Analysis'!$D$15,S20-'Ponding Analysis'!$D$15,\"\"))","v":""},{"$f":"IF(T20=\"\",\"\",IF(T20>'Ponding Analysis'!$D$15,T20-'Ponding Analysis'!$D$15,\"\"))","v":""},{"$f":"IF(U20=\"\",\"\",IF(U20>'Ponding Analysis'!$D$15,U20-'Ponding Analysis'!$D$15,\"\"))","v":""},{"$f":"IF(V20=\"\",\"\",IF(V20>'Ponding Analysis'!$D$15,V20-'Ponding Analysis'!$D$15,\"\"))","v":""},{"$f":"IF(W20=\"\",\"\",IF(W20>'Ponding Analysis'!$D$15,W20-'Ponding Analysis'!$D$15,\"\"))","v":""}]
[null,"",{"$f":"IF(C21=\"\",\"\",IF(C21>'Ponding Analysis'!$D$15,C21-'Ponding Analysis'!$D$15,\"\"))","v":""},{"$f":"IF(D21=\"\",\"\",IF(D21>'Ponding Analysis'!$D$15,D21-'Ponding Analysis'!$D$15,\"\"))","v":""},{"$f":"IF(E21=\"\",\"\",IF(E21>'Ponding Analysis'!$D$15,E21-'Ponding Analysis'!$D$15,\"\"))","v":""},{"$f":"IF(F21=\"\",\"\",IF(F21>'Ponding Analysis'!$D$15,F21-'Ponding Analysis'!$D$15,\"\"))","v":""},{"$f":"IF(G21=\"\",\"\",IF(G21>'Ponding Analysis'!$D$15,G21-'Ponding Analysis'!$D$15,\"\"))","v":""},{"$f":"IF(H21=\"\",\"\",IF(H21>'Ponding Analysis'!$D$15,H21-'Ponding Analysis'!$D$15,\"\"))","v":""},{"$f":"IF(I21=\"\",\"\",IF(I21>'Ponding Analysis'!$D$15,I21-'Ponding Analysis'!$D$15,\"\"))","v":""},{"$f":"IF(J21=\"\",\"\",IF(J21>'Ponding Analysis'!$D$15,J21-'Ponding Analysis'!$D$15,\"\"))","v":""},{"$f":"IF(K21=\"\",\"\",IF(K21>'Ponding Analysis'!$D$15,K21-'Ponding Analysis'!$D$15,\"\"))","v":""},{"$f":"IF(L21=\"\",\"\",IF(L21>'Ponding Analysis'!$D$15,L21-'Ponding Analysis'!$D$15,\"\"))","v":""},{"$f":"IF(M21=\"\",\"\",IF(M21>'Ponding Analysis'!$D$15,M21-'Ponding Analysis'!$D$15,\"\"))","v":""},{"$f":"IF(N21=\"\",\"\",IF(N21>'Ponding Analysis'!$D$15,N21-'Ponding Analysis'!$D$15,\"\"))","v":""},{"$f":"IF(O21=\"\",\"\",IF(O21>'Ponding Analysis'!$D$15,O21-'Ponding Analysis'!$D$15,\"\"))","v":""},{"$f":"IF(P21=\"\",\"\",IF(P21>'Ponding Analysis'!$D$15,P21-'Ponding Analysis'!$D$15,\"\"))","v":""},{"$f":"IF(Q21=\"\",\"\",IF(Q21>'Ponding Analysis'!$D$15,Q21-'Ponding Analysis'!$D$15,\"\"))","v":""},{"$f":"IF(R21=\"\",\"\",IF(R21>'Ponding Analysis'!$D$15,R21-'Ponding Analysis'!$D$15,\"\"))","v":""},{"$f":"IF(S21=\"\",\"\",IF(S21>'Ponding Analysis'!$D$15,S21-'Ponding Analysis'!$D$15,\"\"))","v":""},{"$f":"IF(T21=\"\",\"\",IF(T21>'Ponding Analysis'!$D$15,T21-'Ponding Analysis'!$D$15,\"\"))","v":""},{"$f":"IF(U21=\"\",\"\",IF(U21>'Ponding Analysis'!$D$15,U21-'Ponding Analysis'!$D$15,\"\"))","v":""},{"$f":"IF(V21=\"\",\"\",IF(V21>'Ponding Analysis'!$D$15,V21-'Ponding Analysis'!$D$15,\"\"))","v":""},{"$f":"IF(W21=\"\",\"\",IF(W21>'Ponding Analysis'!$D$15,W21-'Ponding Analysis'!$D$15,\"\"))","v":""}]
[null,"",{"$f":"IF(C22=\"\",\"\",IF(C22>'Ponding Analysis'!$D$15,C22-'Ponding Analysis'!$D$15,\"\"))","v":""},{"$f":"IF(D22=\"\",\"\",IF(D22>'Ponding Analysis'!$D$15,D22-'Ponding Analysis'!$D$15,\"\"))","v":""},{"$f":"IF(E22=\"\",\"\",IF(E22>'Ponding Analysis'!$D$15,E22-'Ponding Analysis'!$D$15,\"\"))","v":""},{"$f":"IF(F22=\"\",\"\",IF(F22>'Ponding Analysis'!$D$15,F22-'Ponding Analysis'!$D$15,\"\"))","v":""},{"$f":"IF(G22=\"\",\"\",IF(G22>'Ponding Analysis'!$D$15,G22-'Ponding Analysis'!$D$15,\"\"))","v":""},{"$f":"IF(H22=\"\",\"\",IF(H22>'Ponding Analysis'!$D$15,H22-'Ponding Analysis'!$D$15,\"\"))","v":""},{"$f":"IF(I22=\"\",\"\",IF(I22>'Ponding Analysis'!$D$15,I22-'Ponding Analysis'!$D$15,\"\"))","v":""},{"$f":"IF(J22=\"\",\"\",IF(J22>'Ponding Analysis'!$D$15,J22-'Ponding Analysis'!$D$15,\"\"))","v":""},{"$f":"IF(K22=\"\",\"\",IF(K22>'Ponding Analysis'!$D$15,K22-'Ponding Analysis'!$D$15,\"\"))","v":""},{"$f":"IF(L22=\"\",\"\",IF(L22>'Ponding Analysis'!$D$15,L22-'Ponding Analysis'!$D$15,\"\"))","v":""},{"$f":"IF(M22=\"\",\"\",IF(M22>'Ponding Analysis'!$D$15,M22-'Ponding Analysis'!$D$15,\"\"))","v":""},{"$f":"IF(N22=\"\",\"\",IF(N22>'Ponding Analysis'!$D$15,N22-'Ponding Analysis'!$D$15,\"\"))","v":""},{"$f":"IF(O22=\"\",\"\",IF(O22>'Ponding Analysis'!$D$15,O22-'Ponding Analysis'!$D$15,\"\"))","v":""},{"$f":"IF(P22=\"\",\"\",IF(P22>'Ponding Analysis'!$D$15,P22-'Ponding Analysis'!$D$15,\"\"))","v":""},{"$f":"IF(Q22=\"\",\"\",IF(Q22>'Ponding Analysis'!$D$15,Q22-'Ponding Analysis'!$D$15,\"\"))","v":""},{"$f":"IF(R22=\"\",\"\",IF(R22>'Ponding Analysis'!$D$15,R22-'Ponding Analysis'!$D$15,\"\"))","v":""},{"$f":"IF(S22=\"\",\"\",IF(S22>'Ponding Analysis'!$D$15,S22-'Ponding Analysis'!$D$15,\"\"))","v":""},{"$f":"IF(T22=\"\",\"\",IF(T22>'Ponding Analysis'!$D$15,T22-'Ponding Analysis'!$D$15,\"\"))","v":""},{"$f":"IF(U22=\"\",\"\",IF(U22>'Ponding Analysis'!$D$15,U22-'Ponding Analysis'!$D$15,\"\"))","v":""},{"$f":"IF(V22=\"\",\"\",IF(V22>'Ponding Analysis'!$D$15,V22-'Ponding Analysis'!$D$15,\"\"))","v":""},{"$f":"IF(W22=\"\",\"\",IF(W22>'Ponding Analysis'!$D$15,W22-'Ponding Analysis'!$D$15,\"\"))","v":""}]
[null,"",{"$f":"IF(C23=\"\",\"\",IF(C23>'Ponding Analysis'!$D$15,C23-'Ponding Analysis'!$D$15,\"\"))","v":""},{"$f":"IF(D23=\"\",\"\",IF(D23>'Ponding Analysis'!$D$15,D23-'Ponding Analysis'!$D$15,\"\"))","v":""},{"$f":"IF(E23=\"\",\"\",IF(E23>'Ponding Analysis'!$D$15,E23-'Ponding Analysis'!$D$15,\"\"))","v":""},{"$f":"IF(F23=\"\",\"\",IF(F23>'Ponding Analysis'!$D$15,F23-'Ponding Analysis'!$D$15,\"\"))","v":""},{"$f":"IF(G23=\"\",\"\",IF(G23>'Ponding Analysis'!$D$15,G23-'Ponding Analysis'!$D$15,\"\"))","v":""},{"$f":"IF(H23=\"\",\"\",IF(H23>'Ponding Analysis'!$D$15,H23-'Ponding Analysis'!$D$15,\"\"))","v":""},{"$f":"IF(I23=\"\",\"\",IF(I23>'Ponding Analysis'!$D$15,I23-'Ponding Analysis'!$D$15,\"\"))","v":""},{"$f":"IF(J23=\"\",\"\",IF(J23>'Ponding Analysis'!$D$15,J23-'Ponding Analysis'!$D$15,\"\"))","v":""},{"$f":"IF(K23=\"\",\"\",IF(K23>'Ponding Analysis'!$D$15,K23-'Ponding Analysis'!$D$15,\"\"))","v":""},{"$f":"IF(L23=\"\",\"\",IF(L23>'Ponding Analysis'!$D$15,L23-'Ponding Analysis'!$D$15,\"\"))","v":""},{"$f":"IF(M23=\"\",\"\",IF(M23>'Ponding Analysis'!$D$15,M23-'Ponding Analysis'!$D$15,\"\"))","v":""},{"$f":"IF(N23=\"\",\"\",IF(N23>'Ponding Analysis'!$D$15,N23-'Ponding Analysis'!$D$15,\"\"))","v":""},{"$f":"IF(O23=\"\",\"\",IF(O23>'Ponding Analysis'!$D$15,O23-'Ponding Analysis'!$D$15,\"\"))","v":""},{"$f":"IF(P23=\"\",\"\",IF(P23>'Ponding Analysis'!$D$15,P23-'Ponding Analysis'!$D$15,\"\"))","v":""},{"$f":"IF(Q23=\"\",\"\",IF(Q23>'Ponding Analysis'!$D$15,Q23-'Ponding Analysis'!$D$15,\"\"))","v":""},{"$f":"IF(R23=\"\",\"\",IF(R23>'Ponding Analysis'!$D$15,R23-'Ponding Analysis'!$D$15,\"\"))","v":""},{"$f":"IF(S23=\"\",\"\",IF(S23>'Ponding Analysis'!$D$15,S23-'Ponding Analysis'!$D$15,\"\"))","v":""},{"$f":"IF(T23=\"\",\"\",IF(T23>'Ponding Analysis'!$D$15,T23-'Ponding Analysis'!$D$15,\"\"))","v":""},{"$f":"IF(U23=\"\",\"\",IF(U23>'Ponding Analysis'!$D$15,U23-'Ponding Analysis'!$D$15,\"\"))","v":""},{"$f":"IF(V23=\"\",\"\",IF(V23>'Ponding Analysis'!$D$15,V23-'Ponding Analysis'!$D$15,\"\"))","v":""},{"$f":"IF(W23=\"\",\"\",IF(W23>'Ponding Analysis'!$D$15,W23-'Ponding Analysis'!$D$15,\"\"))","v":""}]
[null,"",{"$f":"IF(C24=\"\",\"\",IF(C24>'Ponding Analysis'!$D$15,C24-'Ponding Analysis'!$D$15,\"\"))","v":""},{"$f":"IF(D24=\"\",\"\",IF(D24>'Ponding Analysis'!$D$15,D24-'Ponding Analysis'!$D$15,\"\"))","v":""},{"$f":"IF(E24=\"\",\"\",IF(E24>'Ponding Analysis'!$D$15,E24-'Ponding Analysis'!$D$15,\"\"))","v":""},{"$f":"IF(F24=\"\",\"\",IF(F24>'Ponding Analysis'!$D$15,F24-'Ponding Analysis'!$D$15,\"\"))","v":""},{"$f":"IF(G24=\"\",\"\",IF(G24>'Ponding Analysis'!$D$15,G24-'Ponding Analysis'!$D$15,\"\"))","v":""},{"$f":"IF(H24=\"\",\"\",IF(H24>'Ponding Analysis'!$D$15,H24-'Ponding Analysis'!$D$15,\"\"))","v":""},{"$f":"IF(I24=\"\",\"\",IF(I24>'Ponding Analysis'!$D$15,I24-'Ponding Analysis'!$D$15,\"\"))","v":""},{"$f":"IF(J24=\"\",\"\",IF(J24>'Ponding Analysis'!$D$15,J24-'Ponding Analysis'!$D$15,\"\"))","v":""},{"$f":"IF(K24=\"\",\"\",IF(K24>'Ponding Analysis'!$D$15,K24-'Ponding Analysis'!$D$15,\"\"))","v":""},{"$f":"IF(L24=\"\",\"\",IF(L24>'Ponding Analysis'!$D$15,L24-'Ponding Analysis'!$D$15,\"\"))","v":""},{"$f":"IF(M24=\"\",\"\",IF(M24>'Ponding Analysis'!$D$15,M24-'Ponding Analysis'!$D$15,\"\"))","v":""},{"$f":"IF(N24=\"\",\"\",IF(N24>'Ponding Analysis'!$D$15,N24-'Ponding Analysis'!$D$15,\"\"))","v":""},{"$f":"IF(O24=\"\",\"\",IF(O24>'Ponding Analysis'!$D$15,O24-'Ponding Analysis'!$D$15,\"\"))","v":""},{"$f":"IF(P24=\"\",\"\",IF(P24>'Ponding Analysis'!$D$15,P24-'Ponding Analysis'!$D$15,\"\"))","v":""},{"$f":"IF(Q24=\"\",\"\",IF(Q24>'Ponding Analysis'!$D$15,Q24-'Ponding Analysis'!$D$15,\"\"))","v":""},{"$f":"IF(R24=\"\",\"\",IF(R24>'Ponding Analysis'!$D$15,R24-'Ponding Analysis'!$D$15,\"\"))","v":""},{"$f":"IF(S24=\"\",\"\",IF(S24>'Ponding Analysis'!$D$15,S24-'Ponding Analysis'!$D$15,\"\"))","v":""},{"$f":"IF(T24=\"\",\"\",IF(T24>'Ponding Analysis'!$D$15,T24-'Ponding Analysis'!$D$15,\"\"))","v":""},{"$f":"IF(U24=\"\",\"\",IF(U24>'Ponding Analysis'!$D$15,U24-'Ponding Analysis'!$D$15,\"\"))","v":""},{"$f":"IF(V24=\"\",\"\",IF(V24>'Ponding Analysis'!$D$15,V24-'Ponding Analysis'!$D$15,\"\"))","v":""},{"$f":"IF(W24=\"\",\"\",IF(W24>'Ponding Analysis'!$D$15,W24-'Ponding Analysis'!$D$15,\"\"))","v":""}]
[null,"",{"$f":"IF(C25=\"\",\"\",IF(C25>'Ponding Analysis'!$D$15,C25-'Ponding Analysis'!$D$15,\"\"))","v":""},{"$f":"IF(D25=\"\",\"\",IF(D25>'Ponding Analysis'!$D$15,D25-'Ponding Analysis'!$D$15,\"\"))","v":""},{"$f":"IF(E25=\"\",\"\",IF(E25>'Ponding Analysis'!$D$15,E25-'Ponding Analysis'!$D$15,\"\"))","v":""},{"$f":"IF(F25=\"\",\"\",IF(F25>'Ponding Analysis'!$D$15,F25-'Ponding Analysis'!$D$15,\"\"))","v":""},{"$f":"IF(G25=\"\",\"\",IF(G25>'Ponding Analysis'!$D$15,G25-'Ponding Analysis'!$D$15,\"\"))","v":""},{"$f":"IF(H25=\"\",\"\",IF(H25>'Ponding Analysis'!$D$15,H25-'Ponding Analysis'!$D$15,\"\"))","v":""},{"$f":"IF(I25=\"\",\"\",IF(I25>'Ponding Analysis'!$D$15,I25-'Ponding Analysis'!$D$15,\"\"))","v":""},{"$f":"IF(J25=\"\",\"\",IF(J25>'Ponding Analysis'!$D$15,J25-'Ponding Analysis'!$D$15,\"\"))","v":""},{"$f":"IF(K25=\"\",\"\",IF(K25>'Ponding Analysis'!$D$15,K25-'Ponding Analysis'!$D$15,\"\"))","v":""},{"$f":"IF(L25=\"\",\"\",IF(L25>'Ponding Analysis'!$D$15,L25-'Ponding Analysis'!$D$15,\"\"))","v":""},{"$f":"IF(M25=\"\",\"\",IF(M25>'Ponding Analysis'!$D$15,M25-'Ponding Analysis'!$D$15,\"\"))","v":""},{"$f":"IF(N25=\"\",\"\",IF(N25>'Ponding Analysis'!$D$15,N25-'Ponding Analysis'!$D$15,\"\"))","v":""},{"$f":"IF(O25=\"\",\"\",IF(O25>'Ponding Analysis'!$D$15,O25-'Ponding Analysis'!$D$15,\"\"))","v":""},{"$f":"IF(P25=\"\",\"\",IF(P25>'Ponding Analysis'!$D$15,P25-'Ponding Analysis'!$D$15,\"\"))","v":""},{"$f":"IF(Q25=\"\",\"\",IF(Q25>'Ponding Analysis'!$D$15,Q25-'Ponding Analysis'!$D$15,\"\"))","v":""},{"$f":"IF(R25=\"\",\"\",IF(R25>'Ponding Analysis'!$D$15,R25-'Ponding Analysis'!$D$15,\"\"))","v":""},{"$f":"IF(S25=\"\",\"\",IF(S25>'Ponding Analysis'!$D$15,S25-'Ponding Analysis'!$D$15,\"\"))","v":""},{"$f":"IF(T25=\"\",\"\",IF(T25>'Ponding Analysis'!$D$15,T25-'Ponding Analysis'!$D$15,\"\"))","v":""},{"$f":"IF(U25=\"\",\"\",IF(U25>'Ponding Analysis'!$D$15,U25-'Ponding Analysis'!$D$15,\"\"))","v":""},{"$f":"IF(V25=\"\",\"\",IF(V25>'Ponding Analysis'!$D$15,V25-'Ponding Analysis'!$D$15,\"\"))","v":""},{"$f":"IF(W25=\"\",\"\",IF(W25>'Ponding Analysis'!$D$15,W25-'Ponding Analysis'!$D$15,\"\"))","v":""}]
[null,"",{"$f":"IF(C26=\"\",\"\",IF(C26>'Ponding Analysis'!$D$15,C26-'Ponding Analysis'!$D$15,\"\"))","v":""},{"$f":"IF(D26=\"\",\"\",IF(D26>'Ponding Analysis'!$D$15,D26-'Ponding Analysis'!$D$15,\"\"))","v":""},{"$f":"IF(E26=\"\",\"\",IF(E26>'Ponding Analysis'!$D$15,E26-'Ponding Analysis'!$D$15,\"\"))","v":""},{"$f":"IF(F26=\"\",\"\",IF(F26>'Ponding Analysis'!$D$15,F26-'Ponding Analysis'!$D$15,\"\"))","v":""},{"$f":"IF(G26=\"\",\"\",IF(G26>'Ponding Analysis'!$D$15,G26-'Ponding Analysis'!$D$15,\"\"))","v":""},{"$f":"IF(H26=\"\",\"\",IF(H26>'Ponding Analysis'!$D$15,H26-'Ponding Analysis'!$D$15,\"\"))","v":""},{"$f":"IF(I26=\"\",\"\",IF(I26>'Ponding Analysis'!$D$15,I26-'Ponding Analysis'!$D$15,\"\"))","v":""},{"$f":"IF(J26=\"\",\"\",IF(J26>'Ponding Analysis'!$D$15,J26-'Ponding Analysis'!$D$15,\"\"))","v":""},{"$f":"IF(K26=\"\",\"\",IF(K26>'Ponding Analysis'!$D$15,K26-'Ponding Analysis'!$D$15,\"\"))","v":""},{"$f":"IF(L26=\"\",\"\",IF(L26>'Ponding Analysis'!$D$15,L26-'Ponding Analysis'!$D$15,\"\"))","v":""},{"$f":"IF(M26=\"\",\"\",IF(M26>'Ponding Analysis'!$D$15,M26-'Ponding Analysis'!$D$15,\"\"))","v":""},{"$f":"IF(N26=\"\",\"\",IF(N26>'Ponding Analysis'!$D$15,N26-'Ponding Analysis'!$D$15,\"\"))","v":""},{"$f":"IF(O26=\"\",\"\",IF(O26>'Ponding Analysis'!$D$15,O26-'Ponding Analysis'!$D$15,\"\"))","v":""},{"$f":"IF(P26=\"\",\"\",IF(P26>'Ponding Analysis'!$D$15,P26-'Ponding Analysis'!$D$15,\"\"))","v":""},{"$f":"IF(Q26=\"\",\"\",IF(Q26>'Ponding Analysis'!$D$15,Q26-'Ponding Analysis'!$D$15,\"\"))","v":""},{"$f":"IF(R26=\"\",\"\",IF(R26>'Ponding Analysis'!$D$15,R26-'Ponding Analysis'!$D$15,\"\"))","v":""},{"$f":"IF(S26=\"\",\"\",IF(S26>'Ponding Analysis'!$D$15,S26-'Ponding Analysis'!$D$15,\"\"))","v":""},{"$f":"IF(T26=\"\",\"\",IF(T26>'Ponding Analysis'!$D$15,T26-'Ponding Analysis'!$D$15,\"\"))","v":""},{"$f":"IF(U26=\"\",\"\",IF(U26>'Ponding Analysis'!$D$15,U26-'Ponding Analysis'!$D$15,\"\"))","v":""},{"$f":"IF(V26=\"\",\"\",IF(V26>'Ponding Analysis'!$D$15,V26-'Ponding Analysis'!$D$15,\"\"))","v":""},{"$f":"IF(W26=\"\",\"\",IF(W26>'Ponding Analysis'!$D$15,W26-'Ponding Analysis'!$D$15,\"\"))","v":""}]
[null,"",{"$f":"IF(C27=\"\",\"\",IF(C27>'Ponding Analysis'!$D$15,C27-'Ponding Analysis'!$D$15,\"\"))","v":""},{"$f":"IF(D27=\"\",\"\",IF(D27>'Ponding Analysis'!$D$15,D27-'Ponding Analysis'!$D$15,\"\"))","v":""},{"$f":"IF(E27=\"\",\"\",IF(E27>'Ponding Analysis'!$D$15,E27-'Ponding Analysis'!$D$15,\"\"))","v":""},{"$f":"IF(F27=\"\",\"\",IF(F27>'Ponding Analysis'!$D$15,F27-'Ponding Analysis'!$D$15,\"\"))","v":""},{"$f":"IF(G27=\"\",\"\",IF(G27>'Ponding Analysis'!$D$15,G27-'Ponding Analysis'!$D$15,\"\"))","v":""},{"$f":"IF(H27=\"\",\"\",IF(H27>'Ponding Analysis'!$D$15,H27-'Ponding Analysis'!$D$15,\"\"))","v":""},{"$f":"IF(I27=\"\",\"\",IF(I27>'Ponding Analysis'!$D$15,I27-'Ponding Analysis'!$D$15,\"\"))","v":""},{"$f":"IF(J27=\"\",\"\",IF(J27>'Ponding Analysis'!$D$15,J27-'Ponding Analysis'!$D$15,\"\"))","v":""},{"$f":"IF(K27=\"\",\"\",IF(K27>'Ponding Analysis'!$D$15,K27-'Ponding Analysis'!$D$15,\"\"))","v":""},{"$f":"IF(L27=\"\",\"\",IF(L27>'Ponding Analysis'!$D$15,L27-'Ponding Analysis'!$D$15,\"\"))","v":""},{"$f":"IF(M27=\"\",\"\",IF(M27>'Ponding Analysis'!$D$15,M27-'Ponding Analysis'!$D$15,\"\"))","v":""},{"$f":"IF(N27=\"\",\"\",IF(N27>'Ponding Analysis'!$D$15,N27-'Ponding Analysis'!$D$15,\"\"))","v":""},{"$f":"IF(O27=\"\",\"\",IF(O27>'Ponding Analysis'!$D$15,O27-'Ponding Analysis'!$D$15,\"\"))","v":""},{"$f":"IF(P27=\"\",\"\",IF(P27>'Ponding Analysis'!$D$15,P27-'Ponding Analysis'!$D$15,\"\"))","v":""},{"$f":"IF(Q27=\"\",\"\",IF(Q27>'Ponding Analysis'!$D$15,Q27-'Ponding Analysis'!$D$15,\"\"))","v":""},{"$f":"IF(R27=\"\",\"\",IF(R27>'Ponding Analysis'!$D$15,R27-'Ponding Analysis'!$D$15,\"\"))","v":""},{"$f":"IF(S27=\"\",\"\",IF(S27>'Ponding Analysis'!$D$15,S27-'Ponding Analysis'!$D$15,\"\"))","v":""},{"$f":"IF(T27=\"\",\"\",IF(T27>'Ponding Analysis'!$D$15,T27-'Ponding Analysis'!$D$15,\"\"))","v":""},{"$f":"IF(U27=\"\",\"\",IF(U27>'Ponding Analysis'!$D$15,U27-'Ponding Analysis'!$D$15,\"\"))","v":""},{"$f":"IF(V27=\"\",\"\",IF(V27>'Ponding Analysis'!$D$15,V27-'Ponding Analysis'!$D$15,\"\"))","v":""},{"$f":"IF(W27=\"\",\"\",IF(W27>'Ponding Analysis'!$D$15,W27-'Ponding Analysis'!$D$15,\"\"))","v":""}]
[null,"",{"$f":"IF(C28=\"\",\"\",IF(C28>'Ponding Analysis'!$D$15,C28-'Ponding Analysis'!$D$15,\"\"))","v":""},{"$f":"IF(D28=\"\",\"\",IF(D28>'Ponding Analysis'!$D$15,D28-'Ponding Analysis'!$D$15,\"\"))","v":""},{"$f":"IF(E28=\"\",\"\",IF(E28>'Ponding Analysis'!$D$15,E28-'Ponding Analysis'!$D$15,\"\"))","v":""},{"$f":"IF(F28=\"\",\"\",IF(F28>'Ponding Analysis'!$D$15,F28-'Ponding Analysis'!$D$15,\"\"))","v":""},{"$f":"IF(G28=\"\",\"\",IF(G28>'Ponding Analysis'!$D$15,G28-'Ponding Analysis'!$D$15,\"\"))","v":""},{"$f":"IF(H28=\"\",\"\",IF(H28>'Ponding Analysis'!$D$15,H28-'Ponding Analysis'!$D$15,\"\"))","v":""},{"$f":"IF(I28=\"\",\"\",IF(I28>'Ponding Analysis'!$D$15,I28-'Ponding Analysis'!$D$15,\"\"))","v":""},{"$f":"IF(J28=\"\",\"\",IF(J28>'Ponding Analysis'!$D$15,J28-'Ponding Analysis'!$D$15,\"\"))","v":""},{"$f":"IF(K28=\"\",\"\",IF(K28>'Ponding Analysis'!$D$15,K28-'Ponding Analysis'!$D$15,\"\"))","v":""},{"$f":"IF(L28=\"\",\"\",IF(L28>'Ponding Analysis'!$D$15,L28-'Ponding Analysis'!$D$15,\"\"))","v":""},{"$f":"IF(M28=\"\",\"\",IF(M28>'Ponding Analysis'!$D$15,M28-'Ponding Analysis'!$D$15,\"\"))","v":""},{"$f":"IF(N28=\"\",\"\",IF(N28>'Ponding Analysis'!$D$15,N28-'Ponding Analysis'!$D$15,\"\"))","v":""},{"$f":"IF(O28=\"\",\"\",IF(O28>'Ponding Analysis'!$D$15,O28-'Ponding Analysis'!$D$15,\"\"))","v":""},{"$f":"IF(P28=\"\",\"\",IF(P28>'Ponding Analysis'!$D$15,P28-'Ponding Analysis'!$D$15,\"\"))","v":""},{"$f":"IF(Q28=\"\",\"\",IF(Q28>'Ponding Analysis'!$D$15,Q28-'Ponding Analysis'!$D$15,\"\"))","v":""},{"$f":"IF(R28=\"\",\"\",IF(R28>'Ponding Analysis'!$D$15,R28-'Ponding Analysis'!$D$15,\"\"))","v":""},{"$f":"IF(S28=\"\",\"\",IF(S28>'Ponding Analysis'!$D$15,S28-'Ponding Analysis'!$D$15,\"\"))","v":""},{"$f":"IF(T28=\"\",\"\",IF(T28>'Ponding Analysis'!$D$15,T28-'Ponding Analysis'!$D$15,\"\"))","v":""},{"$f":"IF(U28=\"\",\"\",IF(U28>'Ponding Analysis'!$D$15,U28-'Ponding Analysis'!$D$15,\"\"))","v":""},{"$f":"IF(V28=\"\",\"\",IF(V28>'Ponding Analysis'!$D$15,V28-'Ponding Analysis'!$D$15,\"\"))","v":""},{"$f":"IF(W28=\"\",\"\",IF(W28>'Ponding Analysis'!$D$15,W28-'Ponding Analysis'!$D$15,\"\"))","v":""}]

{"sheet":"K Joists","index":6,"n_rows":1424,"n_cols":56,"rows_kept":1424,"cut":false,"hidden":true,"merged":[[0,0,0,12],[1,4,1,7],[1,54,1,55],[0,34,0,45],[1,37,1,40],[0,18,0,20]]}
["JOIST SELECTION TABLE (sorted by span, then joist depth, then black total ASD loads, then weight)",null,null,null,null,null,null,null,null,null,null,null,null,null,{"$f":"'Roof Bay Analysis'!D8","v":"ASD"},"Span",{"$f":"ROUNDUP('Roof Bay Analysis'!E11,0)","v":30},"ft.","Joist Depths",null,null,null,null,null,null,null,null,null,null,null,null,null,null,null,"JOIST SELECTION TABLE (sorted by span, then joist depth, then red L/360 deflection loads, then weight)"]
["ASD ID","LRFD ID","Span","Requires","Joist Type",null,null,null,"ASD Load","LRFD Load","L/360 Load",{"$f":"\"L/\"&'Roof Bay Analysis'!$I$51&\" Load\"","v":"L/240 Load"},"Weight",null,null,"Applied Total Load",{"$f":"'Roof Bay Analysis'!D76","v":187.38749999999999},"plf","Min.",{"$f":"MAX('Roof Bay Analysis'!D50:D51)","v":16},"in.",null,null,null,null,null,null,null,null,null,null,null,null,null,{"$f":"\"L/\"&'Roof Bay Analysis'!$I$51&\" ID\"","v":"L/240 ID"},"Span","Requires","Joist Type",null,null,null,"ASD Load","LRFD Load","L/360 Load",{"$f":"\"L/\"&'Roof Bay Analysis'!$I$51&\" Load\"","v":"L/240 Load"},"Weight",null,"Joist","Span","Load","IJ",null,null,null,"From Vulcraft"]
[null,null,"ft.","X-Bridging",null,null,null,null,"plf","plf","plf","plf","plf",null,null,{"$f":"\"Applied L/\"&'Roof Bay Analysis'!$I$51&\" Load\"","v":"Applied L/240 Load"},{"$f":"MAX('Roof Bay Analysis'!Y83:Z83)","v":125},"plf","Max.",{"$f":"MIN('Roof Bay Analysis'!D52:D53)","v":30},"in.",null,null,null,null,null,null,null,null,null,null,null,null,null,null,"ft.","X-Bridging",null,null,null,null,"plf","plf","plf","plf","plf",null,"Type","ft.","plf","in.^4",null,"Comparison",null,"Joist","Ixx"]
[{"$f":"C4*1000+E4+I4/10000","v":10000},{"$f":"C4*1000+E4+J4/10000","v":10000},10,null,0,0,0,0,0,{"$f":"1.5*I4","v":0},0,{"$f":"MIN(I4,360/'Roof Bay Analysis'!$I$51*K4)","v":0},0,null,null,null,null,null,null,null,null,null,null,null,null,null,null,null,null,null,null,null,null,null,{"$f":"AJ4*1000+AL4+AS4/10000","v":10000},10,null,0,0,0,0,0,{"$f":"1.5*AP4","v":0},0,{"$f":"MIN(AP4,360/'Roof Bay Analysis'!$I$51*AR4)","v":0},0,null,"10K 1",20,97,{"$f":"26.767*AX4*(AW4-0.33)^3*10^-6","v":19.759889560275141},null,{"$f":"AY4/BD4","v":0.90213454913218816},null,"10K1",21.903483886392827]
[10010.055,10010.0825,10,null,{"$f":"VALUE(LEFT(H5,2))","v":10},{"$f":"MID(H5,3,LEN(H5)-4)","v":"K"},{"$f":"VALUE(RIGHT(H5,2))","v":1},"10K 1",550,825,550,{"$f":"MIN(I5,360/'Roof Bay Analysis'!$I$51*K5)","v":550},5,null,null,null,null,null,null,null,null,null,null,null,null,null,null,null,null,null,null,null,null,null,10010.055,10,null,{"$f":"VALUE(LEFT(AO5,2))","v":10},{"$f":"MID(AO5,3,LEN(AO5)-4)","v":"K"},{"$f":"VALUE(RIGHT(AO5,2))","v":1},"10K 1",550,825,550,{"$f":"MIN(AP5,360/'Roof Bay Analysis'!$I$51*AR5)","v":550},5,null,"12K 1",24,81,28.752756841721599,null,0.89250584096398211,null,"12K1",32.215763216368622]
[11010.055,11010.0825,11,null,10,"K",1,"10K 1",550,825,542,{"$f":"MIN(I6,360/'Roof Bay Analysis'!$I$51*K6)","v":550},5,null,null,null,null,null,null,null,null,null,null,null,null,null,null,null,null,null,null,null,null,null,11010.055,11,null,10,"K",1,"10K 1",550,825,542,{"$f":"MIN(AP6,360/'Roof Bay Analysis'!$I$51*AR6)","v":550},5,null,"12K 3",24,101,35.852202975480026,null,0.97516806370329456,null,"12K3",36.765152910491999]
[12010.055,12010.0825,12,null,10,"K",1,"10K 1",550,825,455,{"$f":"MIN(I7,360/'Roof Bay Analysis'!$I$51*K7)","v":550},5,null,null,null,null,null,null,null,null,null,null,null,null,null,null,null,null,null,null,null,null,null,12010.055,12,null,10,"K",1,"10K 1",550,825,455,{"$f":"MIN(AP7,360/'Roof Bay Analysis'!$I$51*AR7)","v":550},5,null,"12K 5",24,132,46.856344482805575,null,0.95364724145312874,null,"12K5",49.133833189102283]
[12012.055,12012.0825,12,null,12,"K",1,"12K 1",550,825,550,{"$f":"MIN(I8,360/'Roof Bay Analysis'!$I$51*K8)","v":550},5,null,"Vlookup (Only used with exact ID match)",null,null,null,null,null,null,null,null,null,"Vlookup (Only used with exact ID match)",null,null,null,null,null,null,null,null,null,12012.055,12,null,12,"K",1,"12K 1",550,825,550,{"$f":"MIN(AP8,360/'Roof Bay Analysis'!$I$51*AR8)","v":550},5,null,"14K 1",28,70,39.694032081446473,null,0.89157900926353362,null,"14K1",44.521048240284088]
[12012.055,12012.0825,12,null,12,"K",3,"12K 3",550,825,550,{"$f":"MIN(I9,360/'Roof Bay Analysis'!$I$51*K9)","v":550},5.7,null,null,null,null,null,null,null,null,null,null,null,null,null,null,null,null,null,null,null,null,null,12012.055,12,null,12,"K",3,"12K 3",550,825,550,{"$f":"MIN(AP9,360/'Roof Bay Analysis'!$I$51*AR9)","v":550},5.7,null,"14K 3",28,88,49.901068902389859,null,0.97959394272425437,null,"14K3",50.9405649892187]
[12012.055,12012.0825,12,null,12,"K",5,"12K 5",550,825,550,{"$f":"MIN(I10,360/'Roof Bay Analysis'!$I$51*K10)","v":550},7.1,null,null,"ID","Depth","Type","ASD Load","LRFD Load",{"$f":"\"L/\"&'Roof Bay Analysis'!$I$51&\" Load\"","v":"L/240 Load"},"Weight",null,null,null,"ID","Depth","Type","ASD Load","LRFD Load",{"$f":"\"L/\"&'Roof Bay Analysis'!$I$51&\" Load\"","v":"L/240 Load"},"Weight",null,null,12012.055,12,null,12,"K",5,"12K 5",550,825,550,{"$f":"MIN(AP10,360/'Roof Bay Analysis'!$I$51*AR10)","v":550},7.1,null,"14K 4",28,103,58.406932919842667,null,0.95085451300493251,null,"14K4",61.425730352020409]
[13010.0479,13010.07185,13,null,10,"K",1,"10K 1",479,718.5,363,{"$f":"MIN(I11,360/'Roof Bay Analysis'!$I$51*K11)","v":479},5,null,{"$f":"IF(Q11=\"NA\",\"NA\",$Q$1*1000+Q11+$Q$2/10000)","v":"NA"},{"$f":"IF(Q11=\"NA\",\"NA\",IF($O$1=\"ASD\",VLOOKUP(O11,$A$4:$M$1424,1),VLOOKUP(O11,$B$4:$M$1424,1)))","v":"NA"},{"$f":"IF(W11<$T$2,\"NA\",IF(W11>$T$3,\"NA\",W11))","v":"NA"},{"$f":"IF(Q11=\"NA\",\"NA\",IF($O$1=\"ASD\",VLOOKUP(O11,$A$4:$M$1424,8),VLOOKUP(O11,$B$4:$M$1424,7)))","v":"NA"},{"$f":"IF(Q11=\"NA\",\"NA\",IF($O$1=\"ASD\",VLOOKUP(O11,$A$4:$M$1424,9),VLOOKUP(O11,$B$4:$M$1424,8)))","v":"NA"},{"$f":"IF(Q11=\"NA\",\"NA\",IF($O$1=\"ASD\",VLOOKUP(O11,$A$4:$M$1424,10),VLOOKUP(O11,$B$4:$M$1424,9)))","v":"NA"},{"$f":"IF(Q11=\"NA\",\"NA\",IF($O$1=\"ASD\",VLOOKUP(O11,$A$4:$M$1424,12),VLOOKUP(O11,$B$4:$M$1424,11)))","v":"NA"},{"$f":"IF(Q11=\"NA\",\"NA\",IF($O$1=\"ASD\",VLOOKUP(O11,$A$4:$M$1424,13),VLOOKUP(O11,$B$4:$M$1424,12)))","v":"NA"},10,null,{"$f":"IF(AA11=\"NA\",\"NA\",$Q$1*1000+AA11+$Q$3/10000)","v":"NA"},{"$f":"IF(AA11=\"NA\",\"NA\",VLOOKUP(Y11,$AI$4:$AT$1424,1))","v":"NA"},{"$f":"IF(AG11<$T$2,\"NA\",IF(AG11>$T$3,\"NA\",AG11))","v":"NA"},{"$f":"IF(AA11=\"NA\",\"NA\",VLOOKUP(Y11,$AI$4:$AT$1424,7))","v":"NA"},{"$f":"IF(AA11=\"NA\",\"NA\",VLOOKUP(Y11,$AI$4:$AT$1424,8))","v":"NA"},{"$f":"IF(AA11=\"NA\",\"NA\",VLOOKUP(Y11,$AI$4:$AT$1424,9))","v":"NA"},{"$f":"IF(AA11=\"NA\",\"NA\",VLOOKUP(Y11,$AI$4:$AT$1424,11))","v":"NA"},{"$f":"IF(AA11=\"NA\",\"NA\",VLOOKUP(Y11,$AI$4:$AT$1424,12))","v":"NA"},10,null,13010.0479,13,null,10,"K",1,"10K 1",479,718.5,363,{"$f":"MIN(AP11,360/'Roof Bay Analysis'!$I$51*AR11)","v":479},5,null,"14K 6",28,124,70.315142544276611,null,0.93464276526772594,null,"14K6",75.232104882484194]
[13012.055,13012.0825,13,null,12,"K",1,"12K 1",550,825,510,{"$f":"MIN(I12,360/'Roof Bay Analysis'!$I$51*K12)","v":550},5,null,"NA","NA",{"$f":"IF(W12<$T$2,\"NA\",IF(W12>$T$3,\"NA\",W12))","v":"NA"},"NA","NA","NA","NA","NA",12,null,{"$f":"IF(AA12=\"NA\",\"NA\",$Q$1*1000+AA12+$Q$3/10000)","v":"NA"},"NA",{"$f":"IF(AG12<$T$2,\"NA\",IF(AG12>$T$3,\"NA\",AG12))","v":"NA"},"NA","NA","NA","NA","NA",12,null,13012.055,13,null,12,"K",1,"12K 1",550,825,510,{"$f":"MIN(AP12,360/'Roof Bay Analysis'!$I$51*AR12)","v":550},5,null,"16K 2",32,71,60.367367528617585,null,0.89520622717911069,null,"16K2",67.434034411089314]
[13012.055,13012.0825,13,null,12,"K",3,"12K 3",550,825,510,{"$f":"MIN(I13,360/'Roof Bay Analysis'!$I$51*K13)","v":550},5.7,null,"NA","NA","NA","NA","NA","NA","NA","NA",14,null,"NA","NA","NA","NA","NA","NA","NA","NA",14,null,13012.055,13,null,12,"K",3,"12K 3",550,825,510,{"$f":"MIN(AP13,360/'Roof Bay Analysis'!$I$51*AR13)","v":550},5.7,null,"16K 3",32,79,67.169324433250551,null,0.96193823284331226,null,"16K3",69.827065959017347]
[13012.055,13012.0825,13,null,12,"K",5,"12K 5",550,825,510,{"$f":"MIN(I14,360/'Roof Bay Analysis'!$I$51*K14)","v":550},7.1,null,30016.018738750001,30016.018,{"$f":"IF(W14<$T$2,\"NA\",IF(W14>$T$3,\"NA\",W14))","v":16},"16K 3",180,270,144,6.3,16,null,30016.012500000001,29028.055,16,"28K12",550,825,550,14.5,16,null,13012.055,13,null,12,"K",5,"12K 5",550,825,510,{"$f":"MIN(AP14,360/'Roof Bay Analysis'!$I$51*AR14)","v":550},7.1,null,"16K 4",32,92,78.222504403279132,null,0.96162817107217557,null,"16K4",81.343815371032946]
[14010.0412,14010.061799999999,14,null,10,"K",1,"10K 1",412,618,289,{"$f":"MIN(I15,360/'Roof Bay Analysis'!$I$51*K15)","v":412},5,null,30018.018738750001,30016.035500000002,18,"16K 9",355,532.5,267,10,18,null,30018.012500000001,30016.026699999999,18,"16K 9",355,532.5,267,10,18,null,14010.0412,14,null,10,"K",1,"10K 1",412,618,289,{"$f":"MIN(AP15,360/'Roof Bay Analysis'!$I$51*AR15)","v":412},5,null,"16K 5",32,103,87.575195147149458,null,0.96840211677349264,null,"16K5",90.432676292500432]
[14012.05,14012.075000000001,14,null,12,"K",1,"12K 1",500,750,425,{"$f":"MIN(I16,360/'Roof Bay Analysis'!$I$51*K16)","v":500},5,null,{"$f":"IF(Q16=\"NA\",\"NA\",$Q$1*1000+Q16+$Q$2/10000)","v":30020.018738750001},30018.047699999999,20,"18K10",477,715.5,403.5,11.6,20,null,30020.012500000001,30018.040349999999,20,"18K10",477,715.5,403.5,11.6,20,null,14012.05,14,null,12,"K",1,"12K 1",500,750,425,{"$f":"MIN(AP16,360/'Roof Bay Analysis'!$I$51*AR16)","v":500},5,null,"16K 6",32,112,95.227396664861558,null,0.95455025848796082,null,"16K6",99.761532531251845]
[14012.055,14012.0825,14,null,12,"K",3,"12K 3",550,825,463,{"$f":"MIN(I17,360/'Roof Bay Analysis'!$I$51*K17)","v":550},5.7,null,{"$f":"IF(Q17=\"NA\",\"NA\",$Q$1*1000+Q17+$Q$2/10000)","v":30022.018738750001},30020.0533,22,"20K10",533,799.5,504,11.6,22,null,30022.012500000001,30020.0504,22,"20K10",533,799.5,504,11.6,22,null,14012.055,14,null,12,"K",3,"12K 3",550,825,463,{"$f":"MIN(AP17,360/'Roof Bay Analysis'!$I$51*AR17)","v":550},5.7,null,"16K 7",32,124,105.430332021811,null,0.96642563924894642,null,"16K7",109.09306183530657]
[14012.055,14012.0825,14,null,12,"K",5,"12K 5",550,825,463,{"$f":"MIN(I18,360/'Roof Bay Analysis'!$I$51*K18)","v":550},7.1,null,30024.018738750001,30022.055,24,"22K11",550,825,550,11.9,24,null,30024.012500000001,30022.055,24,"22K11",550,825,550,11.9,24,null,14012.055,14,null,12,"K",5,"12K 5",550,825,463,{"$f":"MIN(AP18,360/'Roof Bay Analysis'!$I$51*AR18)","v":550},7.1,null,"16K 9",32,147,124.98595812263079,null,0.97652891819342591,null,"16K9",127.99002240901811]
[14014.055,14014.0825,14,null,14,"K",1,"14K 1",550,825,550,{"$f":"MIN(I19,360/'Roof Bay Analysis'!$I$51*K19)","v":550},5.2,null,30026.018738750001,30024.055,{"$f":"IF(W19<$T$2,\"NA\",IF(W19>$T$3,\"NA\",W19))","v":26},"24K12",550,825,550,13.5,26,null,30026.012500000001,30024.055,26,"24K12",550,825,550,13.5,26,null,14014.055,14,null,14,"K",1,"14K 1",550,825,550,{"$f":"MIN(AP19,360/'Roof Bay Analysis'!$I$51*AR19)","v":550},5.2,null,"18K 3",36,70,85.036830930430483,null,0.95215153045115231,null,"18K3",89.310186678099427]
[14014.055,14014.0825,14,null,14,"K",3,"14K 3",550,825,550,{"$f":"MIN(I20,360/'Roof Bay Analysis'!$I$51*K20)","v":550},6,null,30028.018738750001,30026.055,28,"26K12",550,825,550,13.7,28,null,30028.012500000001,30026.055,28,"26K12",550,825,550,13.7,28,null,14014.055,14,null,14,"K",3,"14K 3",550,825,550,{"$f":"MIN(AP20,360/'Roof Bay Analysis'!$I$51*AR20)","v":550},6,null,"18K 4",36,82,99.614573375647126,null,0.95723628657335325,null,"18K4",104.06476934993796]
[14014.055,14014.0825,14,null,14,"K",4,"14K 4",550,825,550,{"$f":"MIN(I21,360/'Roof Bay Analysis'!$I$51*K21)","v":550},6.7,null,30030.018738750001,30028.055,30,"28K12",550,825,550,14.5,30,null,30030.012500000001,30028.055,{"$f":"IF(AG21<$T$2,\"NA\",IF(AG21>$T$3,\"NA\",AG21))","v":30},"28K12",550,825,550,14.5,30,null,14014.055,14,null,14,"K",4,"14K 4",550,825,550,{"$f":"MIN(AP21,360/'Roof Bay Analysis'!$I$51*AR21)","v":550},6.7,null,"18K 5",36,92,111.76269207999434,null,0.96518634028301564,null,"18K5",115.79390156643001]
[14014.055,14014.0825,14,null,14,"K",6,"14K 6",550,825,550,{"$f":"MIN(I22,360/'Roof Bay Analysis'!$I$51*K22)","v":550},7.7,null,"NA","NA","NA","NA","NA","NA","NA","NA",32,null,"NA","NA","NA","NA","NA","NA","NA","NA",32,null,14014.055,14,null,14,"K",6,"14K 6",550,825,550,{"$f":"MIN(AP22,360/'Roof Bay Analysis'!$I$51*AR22)","v":550},7.7,null,"18K 6",36,101,122.69599891390683,null,0.96035338953237515,null,"18K6",127.76130146596472]
[15010.0358,15010.0537,15,null,10,"K",1,"10K 1",358,537,234,{"$f":"MIN(I23,360/'Roof Bay Analysis'!$I$51*K23)","v":351},5,null,"NA","NA","NA","NA","NA","NA","NA","NA",36,null,"NA","NA","NA","NA","NA","NA","NA","NA",36,null,15010.035099999999,15,null,10,"K",1,"10K 1",358,537,234,{"$f":"MIN(AP23,360/'Roof Bay Analysis'!$I$51*AR23)","v":351},5,null,"18K 7",36,111,134.84411761825402,null,0.96375206726843232,null,"18K7",139.91577522675871]
[15012.0434,15012.0651,15,null,12,"K",1,"12K 1",434,651,344,{"$f":"MIN(I24,360/'Roof Bay Analysis'!$I$51*K24)","v":434},5,null,"NA","NA","NA","NA","NA","NA","NA","NA",40,null,"NA","NA","NA","NA","NA","NA","NA","NA",40,null,15012.0434,15,null,12,"K",1,"12K 1",434,651,344,{"$f":"MIN(AP24,360/'Roof Bay Analysis'!$I$51*AR24)","v":434},5,null,"18K 9",36,132,{"$f":"26.767*AX24*(AW24-0.33)^3*10^-6","v":160.35516689738321},null,0.97522962192096696,null,"18K9",164.42811343396465]
[15012.0543,15012.08145,15,null,12,"K",3,"12K 3",543,814.5,428,{"$f":"MIN(I25,360/'Roof Bay Analysis'!$I$51*K25)","v":543},5.7,null,"NA","NA","NA","NA","NA","NA","NA","NA",44,null,"NA","NA","NA","NA","NA","NA","NA","NA",44,null,15012.0543,15,null,12,"K",3,"12K 3",543,814.5,428,{"$f":"MIN(AP25,360/'Roof Bay Analysis'!$I$51*AR25)","v":543},5.7,null,"18K10",36,154,187.08102804694701,null,0.97880726233461934,null,"18K10",191.13163055280916]
[15012.055,15012.0825,15,null,12,"K",5,"12K 5",550,825,434,{"$f":"MIN(I26,360/'Roof Bay Analysis'!$I$51*K26)","v":550},7.1,null,"NA","NA","NA","NA","NA","NA","NA","NA",48,null,"NA","NA","NA","NA","NA","NA","NA","NA",48,null,15012.055,15,null,12,"K",5,"12K 5",550,825,434,{"$f":"MIN(AP26,360/'Roof Bay Analysis'!$I$51*AR26)","v":550},7.1,null,"20K 3",40,64,106.94642567874054,null,0.96179460606658418,null,"20K3",111.19466152561968]
[15014.051100000001,15014.076650000001,15,null,14,"K",1,"14K 1",511,766.5,475,{"$f":"MIN(I27,360/'Roof Bay Analysis'!$I$51*K27)","v":511},5.2,null,"NA","NA","NA","NA","NA","NA","NA","NA",52,null,"NA","NA","NA","NA","NA","NA","NA","NA",52,null,15014.051100000001,15,null,14,"K",1,"14K 1",511,766.5,475,{"$f":"MIN(AP27,360/'Roof Bay Analysis'!$I$51*AR27)","v":511},5.2,null,"20K 4",40,75,125.32784259227408,null,0.96712095083980842,null,"20K4",129.58859228873544]
[15014.055,15014.0825,15,null,14,"K",3,"14K 3",550,825,507,{"$f":"MIN(I28,360/'Roof Bay Analysis'!$I$51*K28)","v":550},6,null,"NA","NA","NA","NA","NA","NA","NA","NA",56,null,"NA","NA","NA","NA","NA","NA","NA","NA",56,null,15014.055,15,null,14,"K",3,"14K 3",550,825,507,{"$f":"MIN(AP28,360/'Roof Bay Analysis'!$I$51*AR28)","v":550},6,null,"20K 5",40,84,140.36718370334697,null,0.9727703009704719,null,"20K5",144.29632932184651]
[15014.055,15014.0825,15,null,14,"K",4,"14K 4",550,825,507,{"$f":"MIN(I29,360/'Roof Bay Analysis'!$I$51*K29)","v":550},6.7,null,"NA","NA","NA","NA","NA","NA","NA","NA",60,null,"NA","NA","NA","NA","NA","NA","NA","NA",60,null,15014.055,15,null,14,"K",4,"14K 4",550,825,507,{"$f":"MIN(AP29,360/'Roof Bay Analysis'!$I$51*AR29)","v":550},6.7,null,"20K 6",40,91,152.06444901195923,null,0.95499027108565393,null,"20K6",159.23141168662275]
[15014.055,15014.0825,15,null,14,"K",6,"14K 6",550,825,507,{"$f":"MIN(I30,360/'Roof Bay Analysis'!$I$51*K30)","v":550},7.7,null,"NA","NA","NA","NA","NA","NA","NA","NA",64,null,"NA","NA","NA","NA","NA","NA","NA","NA",64,null,15014.055,15,null,14,"K",6,"14K 6",550,825,507,{"$f":"MIN(AP30,360/'Roof Bay Analysis'!$I$51*AR30)","v":550},7.7,null,"20K 7",40,101,168.77482802426246,null,0.96670791818224078,null,"20K7",174.58719934933393]
[16010.031300000001,16010.04695,16,null,10,"K",1,"10K 1",313,469.5,192,{"$f":"MIN(I31,360/'Roof Bay Analysis'!$I$51*K31)","v":288},5,null,"NA","NA","NA","NA","NA","NA","NA","NA",68,null,"NA","NA","NA","NA","NA","NA","NA","NA",68,null,16010.0288,16,null,10,"K",1,"10K 1",313,469.5,192,{"$f":"MIN(AP31,360/'Roof Bay Analysis'!$I$51*AR31)","v":288},5,null,"20K 9",40,119,198.85351024640821,null,0.9678793229169359,null,"20K9",205.45279306837094]
[16012.038,16012.057000000001,16,null,12,"K",1,"12K 1",380,570,282,{"$f":"MIN(I32,360/'Roof Bay Analysis'!$I$51*K32)","v":380},5,null,"NA","NA","NA","NA","NA","NA","NA","NA",72,null,"NA","NA","NA","NA","NA","NA","NA","NA",72,null,16012.038,16,null,12,"K",1,"12K 1",380,570,282,{"$f":"MIN(AP32,360/'Roof Bay Analysis'!$I$51*AR32)","v":380},5,null,"20K10",40,140,233.94530617224495,null,0.97935356128800299,null,"20K10",238.87727110990468]
[16012.0476,16012.071400000001,16,null,12,"K",3,"12K 3",476,714,351,{"$f":"MIN(I33,360/'Roof Bay Analysis'!$I$51*K33)","v":476},5.7,null,"NA","NA",{"$f":"IF(W33<$T$2,\"NA\",IF(W33>$T$3,\"NA\",W33))","v":"NA"},"NA","NA","NA","NA","NA",80,null,"NA","NA","NA","NA","NA","NA","NA","NA",80,null,16012.0476,16,null,12,"K",3,"12K 3",476,714,351,{"$f":"MIN(AP33,360/'Roof Bay Analysis'!$I$51*AR33)","v":476},5.7,null,"22K 4",44,68,151.58568387568263,null,0.95991774739023794,null,"22K4",157.91528418742539]
[16012.055,16012.0825,16,null,12,"K",5,"12K 5",550,825,396,{"$f":"MIN(I34,360/'Roof Bay Analysis'!$I$51*K34)","v":550},7.1,null,"NA","NA","NA","NA","NA","NA","NA","NA",88,null,"NA","NA","NA","NA","NA","NA","NA","NA",88,null,16012.055,16,null,12,"K",5,"12K 5",550,825,396,{"$f":"MIN(AP34,360/'Roof Bay Analysis'!$I$51*AR34)","v":550},7.1,null,"22K 5",44,76,169.41929374341001,null,0.9629381191646651,null,"22K5",175.93995955875005]
[16014.0448,16014.0672,16,null,14,"K",1,"14K 1",448,672,390,{"$f":"MIN(I35,360/'Roof Bay Analysis'!$I$51*K35)","v":448},5.2,null,"NA","NA","NA","NA","NA","NA","NA","NA",96,null,"NA","NA","NA","NA","NA","NA","NA","NA",96,null,16014.0448,16,null,14,"K",1,"14K 1",448,672,390,{"$f":"MIN(AP35,360/'Roof Bay Analysis'!$I$51*AR35)","v":448},5.2,null,"22K 6",44,83,185.02370237767147,null,0.95288626959071332,null,"22K6",194.17186319322602]
[16014.055,16014.0825,16,null,14,"K",3,"14K 3",550,825,467,{"$f":"MIN(I36,360/'Roof Bay Analysis'!$I$51*K36)","v":550},6,null,"NA","NA","NA","NA","NA","NA","NA","NA",104,null,"NA","NA","NA","NA","NA","NA","NA","NA",104,null,16014.055,16,null,14,"K",3,"14K 3",550,825,467,{"$f":"MIN(AP36,360/'Roof Bay Analysis'!$I$51*AR36)","v":550},6,null,"22K 7",44,92,205.08651347886476,null,{"$f":"AY36/BD36","v":0.96236253081498435},null,"22K7",213.10733420303222]
[16014.055,16014.0825,16,null,14,"K",4,"14K 4",550,825,467,{"$f":"MIN(I37,360/'Roof Bay Analysis'!$I$51*K37)","v":550},6.7,null,"NA","NA","NA","NA","NA","NA","NA","NA",112,null,"NA","NA","NA","NA","NA","NA","NA","NA",112,null,16014.055,16,null,14,"K",4,"14K 4",550,825,467,{"$f":"MIN(AP37,360/'Roof Bay Analysis'!$I$51*AR37)","v":550},6.7,null,"22K 9",44,109,242.98293444778542,null,0.96781249047667817,null,"22K9",251.0640613122369]
[16014.055,16014.0825,16,null,14,"K",6,"14K 6",550,825,467,{"$f":"MIN(I38,360/'Roof Bay Analysis'!$I$51*K38)","v":550},7.7,null,"NA","NA","NA","NA","NA","NA","NA","NA",120,null,"NA","NA","NA","NA","NA","NA","NA","NA",120,null,16014.055,16,null,14,"K",6,"14K 6",550,825,467,{"$f":"MIN(AP38,360/'Roof Bay Analysis'!$I$51*AR38)","v":550},7.7,null,"22K10",44,128,285.33775788363789,null,0.97729636924795249,null,"22K10",291.9664565040905]
[16016.055,16016.0825,16,null,16,"K",2,"16K 2",550,825,550,{"$f":"MIN(I39,360/'Roof Bay Analysis'!$I$51*K39)","v":550},5.5,null,null,null,null,null,null,null,null,null,null,null,null,null,null,null,null,null,null,null,null,null,16016.055,16,null,16,"K",2,"16K 2",550,825,550,{"$f":"MIN(AP39,360/'Roof Bay Analysis'!$I$51*AR39)","v":550},5.5,null,"22K11",44,146,325.46338008602453,null,0.94764401447958002,null,"22K11",343.44476946309851]
[16016.055,16016.0825,16,null,16,"K",3,"16K 3",550,825,550,{"$f":"MIN(I40,360/'Roof Bay Analysis'!$I$51*K40)","v":550},6.3,null,"Use next size up if ID doesn't match.",null,null,null,null,null,null,null,null,null,"Use next size up if ID doesn't match.",null,null,null,null,null,null,null,null,null,16016.055,16,null,16,"K",3,"16K 3",550,825,550,{"$f":"MIN(AP40,360/'Roof Bay Analysis'!$I$51*AR40)","v":550},6.3,null,"24K 4",48,63,182.67356489391585,null,0.96629751977346257,null,"24K4",189.04484504600777]
[16016.055,16016.0825,16,null,16,"K",4,"16K 4",550,825,550,{"$f":"MIN(I41,360/'Roof Bay Analysis'!$I$51*K41)","v":550},7,null,null,null,null,null,null,null,null,null,null,null,null,null,null,null,null,null,null,null,null,null,16016.055,16,null,16,"K",4,"16K 4",550,825,550,{"$f":"MIN(AP41,360/'Roof Bay Analysis'!$I$51*AR41)","v":550},7,null,"24K 5",48,70,202.97062765990654,null,0.96320240948660707,null,"24K5",210.72479227714055]
[16016.055,16016.0825,16,null,16,"K",5,"16K 5",550,825,550,{"$f":"MIN(I42,360/'Roof Bay Analysis'!$I$51*K42)","v":550},7.5,null,{"$f":"IF(Q42=\"NA\",\"NA\",$Q$1*1000+Q42+$Q$2/10000)","v":"NA"},{"$f":"IF(Q42=\"NA\",\"NA\",IF($P11=$O11,$P11,IF($O$1=\"ASD\",INDEX($A$4:$A$1424,MATCH($O42,$A$4:$A$1424,1)+1),INDEX($B$4:$B$1424,MATCH($O42,$B$4:$B$1424,1)+1))))","v":"NA"},{"$f":"IF(W42<$T$2,\"NA\",IF(W42>$T$3,\"NA\",W42))","v":"NA"},{"$f":"IF(Q42=\"NA\",\"NA\",IF($P11=$O11,$R11,INDEX($H$4:$H$1424,MATCH($O42,IF($O$1=\"ASD\",$A$4:$A$1424,$B$4:$B$1424),1)+1)))","v":"NA"},{"$f":"IF(Q42=\"NA\",\"NA\",IF($P11=$O11,$S11,INDEX($I$4:$I$1424,MATCH($O42,IF($O$1=\"ASD\",$A$4:$A$1424,$B$4:$B$1424),1)+1)))","v":"NA"},{"$f":"IF(Q42=\"NA\",\"NA\",IF($P11=$O11,$T11,INDEX($J$4:$J$1424,MATCH($O42,IF($O$1=\"ASD\",$A$4:$A$1424,$B$4:$B$1424),1)+1)))","v":"NA"},{"$f":"IF(Q42=\"NA\",\"NA\",IF($P11=$O11,$U11,INDEX($L$4:$L$1424,MATCH($O42,IF($O$1=\"ASD\",$A$4:$A$1424,$B$4:$B$1424),1)+1)))","v":"NA"},{"$f":"IF(Q42=\"NA\",\"NA\",IF($P11=$O11,$V11,INDEX($M$4:$M$1424,MATCH($O42,IF($O$1=\"ASD\",$A$4:$A$1424,$B$4:$B$1424),1)+1)))","v":"NA"},10,null,{"$f":"IF(AA42=\"NA\",\"NA\",$Q$1*1000+AA42+$Q$3/10000)","v":"NA"},{"$f":"IF(AA42=\"NA\",\"NA\",IF($Z11=$Y11,$Z11,INDEX($AI$4:$AI$1424,MATCH($Y42,$AI$4:$AI$1424,1)+1)))","v":"NA"},{"$f":"IF(AG42<$T$2,\"NA\",IF(AG42>$T$3,\"NA\",AG42))","v":"NA"},{"$f":"IF(AA42=\"NA\",\"NA\",IF($Z11=$Y11,$AB11,INDEX($AO$4:$AO$1424,MATCH($Y42,$AI$4:$AI$1424,1)+1)))","v":"NA"},{"$f":"IF(AA42=\"NA\",\"NA\",IF($Z11=$Y11,$AC11,INDEX($AP$4:$AP$1424,MATCH($Y42,$AI$4:$AI$1424,1)+1)))","v":"NA"},{"$f":"IF(AA42=\"NA\",\"NA\",IF($Z11=$Y11,$AD11,INDEX($AQ$4:$AQ$1424,MATCH($Y42,$AI$4:$AI$1424,1)+1)))","v":"NA"},{"$f":"IF(AA42=\"NA\",\"NA\",IF($Z11=$Y11,$AE11,INDEX($AS$4:$AS$1424,MATCH($Y42,$AI$4:$AI$1424,1)+1)))","v":"NA"},{"$f":"IF(AA42=\"NA\",\"NA\",IF($Z11=$Y11,$AF11,INDEX($AT$4:$AT$1424,MATCH($Y42,$AI$4:$AI$1424,1)+1)))","v":"NA"},10,null,16016.055,16,null,16,"K",5,"16K 5",550,825,550,{"$f":"MIN(AP42,360/'Roof Bay Analysis'!$I$51*AR42)","v":550},7.5,null,"24K 6",48,77,223.26769042589714,null,0.95994987020680067,null,"24K6",232.58265598577444]
[16016.055,16016.0825,16,null,16,"K",6,"16K 6",550,825,550,{"$f":"MIN(I43,360/'Roof Bay Analysis'!$I$51*K43)","v":550},8.1,null,{"$f":"IF(Q43=\"NA\",\"NA\",$Q$1*1000+Q43+$Q$2/10000)","v":"NA"},"NA","NA","NA","NA","NA","NA","NA",12,null,{"$f":"IF(AA43=\"NA\",\"NA\",$Q$1*1000+AA43+$Q$3/10000)","v":"NA"},"NA",{"$f":"IF(AG43<$T$2,\"NA\",IF(AG43>$T$3,\"NA\",AG43))","v":"NA"},"NA","NA","NA","NA","NA",12,null,16016.055,16,null,16,"K",6,"16K 6",550,825,550,{"$f":"MIN(AP43,360/'Roof Bay Analysis'!$I$51*AR43)","v":550},8.1,null,"24K 7",48,85,246.46433358702936,null,0.96472529764494042,null,"24K7",255.4761797878536]
[16016.055,16016.0825,16,null,16,"K",7,"16K 7",550,825,550,{"$f":"MIN(I44,360/'Roof Bay Analysis'!$I$51*K44)","v":550},8.6,null,"NA","NA","NA","NA","NA","NA","NA","NA",14,null,"NA","NA","NA","NA","NA","NA","NA","NA",14,null,16016.055,16,null,16,"K",7,"16K 7",550,825,550,{"$f":"MIN(AP44,360/'Roof Bay Analysis'!$I$51*AR44)","v":550},8.6,null,"24K 8",48,93,269.66097674816154,null,1.0080246762487939,null,"24K8",267.51426140842375]
[16016.055,16016.0825,16,null,16,"K",9,"16K 9",550,825,550,{"$f":"MIN(I45,360/'Roof Bay Analysis'!$I$51*K45)","v":550},10,null,30016.018738750001,30016.0216,16,"16K 4",216,324,168,7,16,null,30016.012500000001,30016.012900000002,16,"16K 2",161,241.5,129,5.5,16,null,16016.055,16,null,16,"K",9,"16K 9",550,825,550,{"$f":"MIN(AP45,360/'Roof Bay Analysis'!$I$51*AR45)","v":550},10,null,"24K 9",48,101,292.8576199092937,null,0.97210301817287681,null,"24K9",301.26191816556269]
[17010.027699999999,17010.041550000002,17,null,10,"K",1,"10K 1",277,415.5,159,{"$f":"MIN(I46,360/'Roof Bay Analysis'!$I$51*K46)","v":238.5},5,null,30018.018738750001,30018.0203,18,"18K 3",203,304.5,184.5,6.4,18,null,30018.012500000001,30018.01845,18,"18K 3",203,304.5,184.5,6.4,18,null,17010.023850000001,17,null,10,"K",1,"10K 1",277,415.5,159,{"$f":"MIN(AP46,360/'Roof Bay Analysis'!$I$51*AR46)","v":238.5},5,null,"24K10",48,118,342.15048662669955,null,0.97645913455017008,null,"24K10",350.39918673536664]
[17012.033599999999,17012.0504,17,null,12,"K",1,"12K 1",336,504,234,{"$f":"MIN(I47,360/'Roof Bay Analysis'!$I$51*K47)","v":336},5,null,30020.018738750001,30020.022700000001,20,"20K 3",227,340.5,227,6.5,20,null,30020.012500000001,30020.022700000001,20,"20K 3",227,340.5,227,6.5,20,null,17012.033599999999,17,null,12,"K",1,"12K 1",336,504,234,{"$f":"MIN(AP47,360/'Roof Bay Analysis'!$I$51*AR47)","v":336},5,null,"24K12",48,153,443.63580045665282,null,0.93867680917702634,null,"24K12",472.61826021418938]
[17012.042000000001,17012.062999999998,17,null,12,"K",3,"12K 3",420,630,291,{"$f":"MIN(I48,360/'Roof Bay Analysis'!$I$51*K48)","v":420},5.7,null,30022.018738750001,30022.030200000001,22,"22K 4",302,453,302,7.3,22,null,30022.012500000001,30022.030200000001,22,"22K 4",302,453,302,7.3,22,null,17012.042000000001,17,null,12,"K",3,"12K 3",420,630,291,{"$f":"MIN(AP48,360/'Roof Bay Analysis'!$I$51*AR48)","v":420},5.7,null,"26K 5",52,65,240.00950442671285,null,0.96524715747787393,null,"26K5",248.650827477018]
[17012.055,17012.0825,17,null,12,"K",5,"12K 5",550,825,366,{"$f":"MIN(I49,360/'Roof Bay Analysis'!$I$51*K49)","v":549},7.1,null,30024.018738750001,30024.033100000001,24,{"$f":"IF(Q49=\"NA\",\"NA\",IF($P18=$O18,$R18,INDEX($H$4:$H$1424,MATCH($O49,IF($O$1=\"ASD\",$A$4:$A$1424,$B$4:$B$1424),1)+1)))","v":"24K 4"},331,496.5,331,7.8,24,null,30024.012500000001,30024.033100000001,24,"24K 4",331,496.5,331,7.8,24,null,17012.054899999999,17,null,12,"K",5,"12K 5",550,825,366,{"$f":"MIN(AP49,360/'Roof Bay Analysis'!$I$51*AR49)","v":549},7.1,null,"26K 6",52,71,262.16422791225557,null,0.95518694050995812,null,"26K6",274.46379006426798]
[17014.039499999999,17014.059249999998,17,null,14,"K",1,"14K 1",395,592.5,324,{"$f":"MIN(I50,360/'Roof Bay Analysis'!$I$51*K50)","v":395},5.2,null,30026.018738750001,30026.040499999999,26,"26K 5",405,607.5,405,8.1,26,null,30026.012500000001,30026.040499999999,26,"26K 5",405,607.5,405,8.1,26,null,17014.039499999999,17,null,14,"K",1,"14K 1",395,592.5,324,{"$f":"MIN(AP50,360/'Roof Bay Analysis'!$I$51*AR50)","v":395},5.2,null,"26K 7",52,79,291.70385922631249,null,0.96688735733628717,null,"26K7",301.69373610379802]
[17014.049500000001,17014.074250000001,17,null,14,"K",3,"14K 3",495,742.5,404,{"$f":"MIN(I51,360/'Roof Bay Analysis'!$I$51*K51)","v":495},6,null,30028.018738750001,30028.047699999999,28,"28K 6",477,715.5,477,8.9,28,null,30028.012500000001,30028.047699999999,28,"28K 6",477,715.5,477,8.9,28,null,17014.049500000001,17,null,14,"K",3,"14K 3",495,742.5,404,{"$f":"MIN(AP51,360/'Roof Bay Analysis'!$I$51*AR51)","v":495},6,null,"26K 8",52,86,317.55103662611236,null,1.0051507356422154,null,"26K8",315.92379666639874]
[17014.055,17014.0825,17,null,14,"K",4,"14K 4",550,825,443,{"$f":"MIN(I52,360/'Roof Bay Analysis'!$I$51*K52)","v":550},6.7,null,30030.018738750001,30030.055,30,"30K 7",550,825,550,9.6,30,null,30030.012500000001,30030.055,{"$f":"IF(AG52<$T$2,\"NA\",IF(AG52>$T$3,\"NA\",AG52))","v":30},"30K 7",550,825,550,9.6,30,null,17014.055,17,null,14,"K",4,"14K 4",550,825,443,{"$f":"MIN(AP52,360/'Roof Bay Analysis'!$I$51*AR52)","v":550},6.7,null,"26K 9",52,93,343.3982140259123,null,0.96447611633062935,null,"26K9",356.04636362834816]
[17014.055,17014.0825,17,null,14,"K",6,"14K 6",550,825,443,{"$f":"MIN(I53,360/'Roof Bay Analysis'!$I$51*K53)","v":550},7.7,null,"NA","NA","NA","NA","NA","NA","NA","NA",32,null,"NA","NA","NA","NA","NA","NA","NA","NA",32,null,17014.055,17,null,14,"K",6,"14K 6",550,825,443,{"$f":"MIN(AP53,360/'Roof Bay Analysis'!$I$51*AR53)","v":550},7.7,null,"26K10",52,110,406.16993056828329,null,0.98067115999440035,null,"26K10",414.17546180373301]
[17016.051200000002,17016.076799999999,17,null,16,"K",2,"16K 2",512,768,488,{"$f":"MIN(I54,360/'Roof Bay Analysis'!$I$51*K54)","v":512},5.5,null,"NA","NA","NA","NA","NA","NA","NA","NA",36,null,"NA","NA","NA","NA","NA","NA","NA","NA",36,null,17016.051200000002,17,null,16,"K",2,"16K 2",512,768,488,{"$f":"MIN(AP54,360/'Roof Bay Analysis'!$I$51*AR54)","v":512},5.5,null,"26K12",52,142,524.32845582451114,null,0.93825716990663299,null,"26K12",558.83234644152799]
[17016.055,17016.0825,17,null,16,"K",3,"16K 3",550,825,526,{"$f":"MIN(I55,360/'Roof Bay Analysis'!$I$51*K55)","v":550},6.3,null,"NA","NA","NA","NA","NA","NA","NA","NA",40,null,"NA","NA","NA","NA","NA","NA","NA","NA",40,null,17016.055,17,null,16,"K",3,"16K 3",550,825,526,{"$f":"MIN(AP55,360/'Roof Bay Analysis'!$I$51*AR55)","v":550},6.3,null,"28K 6",56,66,304.79462104163963,null,0.95303337266614763,null,"28K6",319.81526542870677]
[17016.055,17016.0825,17,null,16,"K",4,"16K 4",550,825,526,{"$f":"MIN(I56,360/'Roof Bay Analysis'!$I$51*K56)","v":550},7,null,"NA","NA","NA","NA","NA","NA","NA","NA",44,null,"NA","NA","NA","NA","NA","NA","NA","NA",44,null,17016.055,17,null,16,"K",4,"16K 4",550,825,526,{"$f":"MIN(AP56,360/'Roof Bay Analysis'!$I$51*AR56)","v":550},7,null,"28K 7",56,73,337.12132327332858,null,0.9583844674027403,null,"28K7",351.7600031508656]
[17016.055,17016.0825,17,null,16,"K",5,"16K 5",550,825,526,{"$f":"MIN(I57,360/'Roof Bay Analysis'!$I$51*K57)","v":550},7.5,null,"NA","NA","NA","NA","NA","NA","NA","NA",48,null,"NA","NA","NA","NA","NA","NA","NA","NA",48,null,17016.055,17,null,16,"K",5,"16K 5",550,825,526,{"$f":"MIN(AP57,360/'Roof Bay Analysis'!$I$51*AR57)","v":550},7.5,null,"28K 8",56,80,369.44802550501765,null,1.0029387693673888,null,"28K8",368.36548430374251]
[17016.055,17016.0825,17,null,16,"K",6,"16K 6",550,825,526,{"$f":"MIN(I58,360/'Roof Bay Analysis'!$I$51*K58)","v":550},8.1,null,"NA","NA","NA","NA","NA","NA","NA","NA",52,null,"NA","NA","NA","NA","NA","NA","NA","NA",52,null,17016.055,17,null,16,"K",6,"16K 6",550,825,526,{"$f":"MIN(AP58,360/'Roof Bay Analysis'!$I$51*AR58)","v":550},8.1,null,"28K 9",56,87,401.77472773670667,null,0.96715912708663332,null,"28K9",415.41739770059337]
[17016.055,17016.0825,17,null,16,"K",7,"16K 7",550,825,526,{"$f":"MIN(I59,360/'Roof Bay Analysis'!$I$51*K59)","v":550},8.6,null,"NA","NA","NA","NA","NA","NA","NA","NA",56,null,"NA","NA","NA","NA","NA","NA","NA","NA",56,null,17016.055,17,null,16,"K",7,"16K 7",550,825,526,{"$f":"MIN(AP59,360/'Roof Bay Analysis'!$I$51*AR59)","v":550},8.6,null,"28K10",56,102,471.04623251889751,null,0.9746551442692073,null,"28K10",483.29528170918974]
[17016.055,17016.0825,17,null,16,"K",9,"16K 9",550,825,526,{"$f":"MIN(I60,360/'Roof Bay Analysis'!$I$51*K60)","v":550},10,null,"NA","NA","NA","NA","NA","NA","NA","NA",60,null,"NA","NA","NA","NA","NA","NA","NA","NA",60,null,17016.055,17,null,16,"K",9,"16K 9",550,825,526,{"$f":"MIN(AP60,360/'Roof Bay Analysis'!$I$51*AR60)","v":550},10,null,"28K12",56,132,609.58924208327926,null,0.93454534753423946,null,"28K12",652.28428314544192]
[18010.024600000001,18010.036899999999,18,null,10,"K",1,"10K 1",246,369,134,{"$f":"MIN(I61,360/'Roof Bay Analysis'!$I$51*K61)","v":201},5,null,"NA","NA","NA","NA","NA","NA","NA","NA",64,null,"NA","NA","NA","NA","NA","NA","NA","NA",64,null,18010.020100000002,18,null,10,"K",1,"10K 1",246,369,134,{"$f":"MIN(AP61,360/'Roof Bay Analysis'!$I$51*AR61)","v":201},5,null,"30K 7",60,69,392.38907143977417,null,0.96724986722411299,null,"30K7",405.67498092905618]
[18012.029900000001,18012.044849999998,18,null,12,"K",1,"12K 1",299,448.5,197,{"$f":"MIN(I62,360/'Roof Bay Analysis'!$I$51*K62)","v":295.5},5,null,"NA","NA","NA","NA","NA","NA","NA","NA",68,null,"NA","NA","NA","NA","NA","NA","NA","NA",68,null,18012.029549999999,18,null,12,"K",1,"12K 1",299,448.5,197,{"$f":"MIN(AP62,360/'Roof Bay Analysis'!$I$51*AR62)","v":295.5},5,null,"30K 8",60,75,426.50986026062407,null,1.0039321593942394,null,"30K8",424.83932432045509]
[18012.037400000001,18012.056100000002,18,null,12,"K",3,"12K 3",374,561,245,{"$f":"MIN(I63,360/'Roof Bay Analysis'!$I$51*K63)","v":367.5},5.7,null,"NA","NA","NA","NA","NA","NA","NA","NA",72,null,"NA","NA","NA","NA","NA","NA","NA","NA",72,null,18012.036749999999,18,null,12,"K",3,"12K 3",374,561,245,{"$f":"MIN(AP63,360/'Roof Bay Analysis'!$I$51*AR63)","v":367.5},5.7,null,"30K 9",60,81,460.63064908147402,null,0.96089831446395391,null,"30K9",479.37502038229832]
[18012.0507,18012.07605,18,null,12,"K",5,"12K 5",507,760.5,317,{"$f":"MIN(I64,360/'Roof Bay Analysis'!$I$51*K64)","v":475.5},7.1,null,{"$f":"IF(Q64=\"NA\",\"NA\",$Q$1*1000+Q64+$Q$2/10000)","v":"NA"},"NA",{"$f":"IF(W64<$T$2,\"NA\",IF(W64>$T$3,\"NA\",W64))","v":"NA"},"NA","NA","NA","NA","NA",80,null,{"$f":"IF(AA64=\"NA\",\"NA\",$Q$1*1000+AA64+$Q$3/10000)","v":"NA"},"NA","NA","NA","NA","NA","NA","NA",80,null,18012.047549999999,18,null,12,"K",5,"12K 5",507,760.5,317,{"$f":"MIN(AP64,360/'Roof Bay Analysis'!$I$51*AR64)","v":475.5},7.1,null,"30K10",60,96,545.9326211335989,null,0.97879723533938778,null,"30K10",557.75864645173669]
[18014.035199999998,18014.052800000001,18,null,14,"K",1,"14K 1",352,528,272,{"$f":"MIN(I65,360/'Roof Bay Analysis'!$I$51*K65)","v":352},5.2,null,"NA","NA","NA","NA","NA","NA","NA","NA",88,null,"NA","NA","NA","NA","NA","NA","NA","NA",88,null,18014.035199999998,18,null,14,"K",1,"14K 1",352,528,272,{"$f":"MIN(AP65,360/'Roof Bay Analysis'!$I$51*AR65)","v":352},5.2,null,"30K11",60,109,619.86099691210711,null,0.94412706824797155,null,"30K11",656.54403708855727]
[18014.044099999999,18014.066149999999,18,null,14,"K",3,"14K 3",441,661.5,339,{"$f":"MIN(I66,360/'Roof Bay Analysis'!$I$51*K66)","v":441},6,null,"NA","NA","NA","NA","NA","NA","NA","NA",96,null,"NA","NA","NA","NA","NA","NA","NA","NA",96,null,18014.044099999999,18,null,14,"K",3,"14K 3",441,661.5,339,{"$f":"MIN(AP66,360/'Roof Bay Analysis'!$I$51*AR66)","v":441},6,null,"30K12",60,124,705.16296896423182,null,0.93650365497844579,null,"30K12",752.97407032593117]
[18014.053,18014.0795,18,null,14,"K",4,"14K 4",530,795,397,{"$f":"MIN(I67,360/'Roof Bay Analysis'!$I$51*K67)","v":530},6.7,null,"NA","NA","NA","NA","NA","NA","NA","NA",104,null,"NA","NA","NA","NA","NA","NA","NA","NA",104,null,18014.053,18,null,14,"K",4,"14K 4",530,795,397,{"$f":"MIN(AP67,360/'Roof Bay Analysis'!$I$51*AR67)","v":530},6.7,null,"18LH 2",36,124,150.6366719339054,null,1.0283871014424093,null,"18LH02",146.478569910711]
[{"$f":"C68*1000+E68+I68/10000","v":18014.055},{"$f":"C68*1000+E68+J68/10000","v":18014.0825},18,null,14,"K",6,"14K 6",550,{"$f":"1.5*I68","v":825},408,{"$f":"MIN(I68,360/'Roof Bay Analysis'!$I$51*K68)","v":550},7.7,null,"NA","NA","NA","NA","NA","NA","NA","NA",112,null,"NA","NA",{"$f":"IF(AG68<$T$2,\"NA\",IF(AG68>$T$3,\"NA\",AG68))","v":"NA"},"NA","NA","NA","NA","NA",112,null,{"$f":"AJ68*1000+AL68+AS68/10000","v":18014.055},18,null,14,"K",6,"14K 6",550,{"$f":"1.5*AP68","v":825},408,{"$f":"MIN(AP68,360/'Roof Bay Analysis'!$I$51*AR68)","v":550},7.7,null,"18LH 3",36,136,165.21441437912208,null,{"$f":"AY68/BD68","v":1.0047820347064507},null,"18LH03",164.42811343396465]
[18016.045600000001,18016.0684,18,null,{"$f":"VALUE(LEFT(H69,2))","v":16},{"$f":"MID(H69,3,LEN(H69)-4)","v":"K"},{"$f":"VALUE(RIGHT(H69,2))","v":2},"16K 2",456,684,409,{"$f":"MIN(I69,360/'Roof Bay Analysis'!$I$51*K69)","v":456},5.5,null,"NA","NA","NA","NA","NA","NA","NA","NA",120,null,"NA","NA","NA","NA","NA","NA","NA","NA",120,null,18016.045600000001,18,null,{"$f":"VALUE(LEFT(AO69,2))","v":16},{"$f":"MID(AO69,3,LEN(AO69)-4)","v":"K"},{"$f":"VALUE(RIGHT(AO69,2))","v":2},"16K 2",456,684,409,{"$f":"MIN(AP69,360/'Roof Bay Analysis'!$I$51*AR69)","v":456},5.5,null,"18LH 4",36,153,185.86621617651232,null,0.97245137102075829,null,"18LH04",191.13163055280916]
[18016.050800000001,18016.0762,18,null,16,"K",3,"16K 3",508,762,456,{"$f":"MIN(I70,360/'Roof Bay Analysis'!$I$51*K70)","v":508},6.3,null,null,null,null,null,null,null,null,null,null,null,null,null,null,null,null,null,null,null,null,null,18016.050800000001,18,null,16,"K",3,"16K 3",508,762,456,{"$f":"MIN(AP70,360/'Roof Bay Analysis'!$I$51*AR70)","v":508},6.3,null,"18LH 5",36,179,217.45132480781507,null,0.96773733511285254,null,"18LH05",224.70077046521826]
[18016.055,18016.0825,18,null,16,"K",4,"16K 4",550,825,490,{"$f":"MIN(I71,360/'Roof Bay Analysis'!$I$51*K71)","v":550},7,null,"Return \"X\" if depths don't match.",null,null,null,null,null,null,null,null,null,"Return \"X\" if depths don't match.",null,null,null,null,null,null,null,null,null,18016.055,18,null,16,"K",4,"16K 4",550,825,490,{"$f":"MIN(AP71,360/'Roof Bay Analysis'!$I$51*AR71)","v":550},7,null,"18LH 6",36,195,236.8883147347706,null,0.92030092369965266,null,"18LH06",257.40310439162499]
[18016.055,18016.0825,18,null,16,"K",5,"16K 5",550,825,490,{"$f":"MIN(I72,360/'Roof Bay Analysis'!$I$51*K72)","v":550},7.5,null,null,null,null,null,null,null,null,null,null,null,null,null,null,null,null,null,null,null,null,null,18016.055,18,null,16,"K",5,"16K 5",550,825,490,{"$f":"MIN(AP72,360/'Roof Bay Analysis'!$I$51*AR72)","v":550},7.5,null,"18LH 7",36,222,269.68823523650804,null,0.984545897676943,null,"18LH07",273.92144528035021]
[18016.055,18016.0825,18,null,16,"K",6,"16K 6",550,825,490,{"$f":"MIN(I73,360/'Roof Bay Analysis'!$I$51*K73)","v":550},8.1,null,{"$f":"IF(Q73=\"NA\",\"NA\",$Q$1*1000+Q73+$Q$2/10000)","v":"NA"},{"$f":"IF($Q73=\"NA\",\"NA\",IF($P11=$O11,$P11,IF(ROUNDDOWN($O42,0)=ROUNDDOWN($P42,0),P42,\"X\")))","v":"NA"},{"$f":"IF(W73<$T$2,\"NA\",IF(W73>$T$3,\"NA\",W73))","v":"NA"},{"$f":"IF($Q73=\"NA\",\"NA\",IF($P11=$O11,$R11,IF(ROUNDDOWN($O42,0)=ROUNDDOWN($P42,0),R42,\"X\")))","v":"NA"},{"$f":"IF($Q73=\"NA\",\"NA\",IF($P11=$O11,$S11,IF(ROUNDDOWN($O42,0)=ROUNDDOWN($P42,0),S42,\"X\")))","v":"NA"},{"$f":"IF($Q73=\"NA\",\"NA\",IF($P11=$O11,$T11,IF(ROUNDDOWN($O42,0)=ROUNDDOWN($P42,0),T42,\"X\")))","v":"NA"},{"$f":"IF($Q73=\"NA\",\"NA\",IF($P11=$O11,$U11,IF(ROUNDDOWN($O42,0)=ROUNDDOWN($P42,0),U42,\"X\")))","v":"NA"},{"$f":"IF($Q73=\"NA\",\"NA\",IF($P11=$O11,$V11,IF(ROUNDDOWN($O42,0)=ROUNDDOWN($P42,0),V42,\"X\")))","v":"NA"},10,null,{"$f":"IF(AA73=\"NA\",\"NA\",$Q$1*1000+AA73+$Q$3/10000)","v":"NA"},{"$f":"IF($AA73=\"NA\",\"NA\",IF($Z11=$Y11,$Z11,IF(ROUNDDOWN($Y42,0)=ROUNDDOWN($Z42,0),Z42,\"X\")))","v":"NA"},{"$f":"IF(AG73<$T$2,\"NA\",IF(AG73>$T$3,\"NA\",AG73))","v":"NA"},{"$f":"IF($AA73=\"NA\",\"NA\",IF($Z11=$Y11,$AB11,IF(ROUNDDOWN($Y42,0)=ROUNDDOWN($Z42,0),AB42,\"X\")))","v":"NA"},{"$f":"IF($AA73=\"NA\",\"NA\",IF($Z11=$Y11,$AC11,IF(ROUNDDOWN($Y42,0)=ROUNDDOWN($Z42,0),AC42,\"X\")))","v":"NA"},{"$f":"IF($AA73=\"NA\",\"NA\",IF($Z11=$Y11,$AD11,IF(ROUNDDOWN($Y42,0)=ROUNDDOWN($Z42,0),AD42,\"X\")))","v":"NA"},{"$f":"IF($AA73=\"NA\",\"NA\",IF($Z11=$Y11,$AE11,IF(ROUNDDOWN($Y42,0)=ROUNDDOWN($Z42,0),AE42,\"X\")))","v":"NA"},{"$f":"IF($AA73=\"NA\",\"NA\",IF($Z11=$Y11,$AF11,IF(ROUNDDOWN($Y42,0)=ROUNDDOWN($Z42,0),AF42,\"X\")))","v":"NA"},10,null,18016.055,18,null,16,"K",6,"16K 6",550,825,490,{"$f":"MIN(AP73,360/'Roof Bay Analysis'!$I$51*AR73)","v":550},8.1,null,"18LH 8",36,246,298.84372012694138,null,0.94578624833460578,null,"18LH08",315.97384784687068]
[18016.055,18016.0825,18,null,16,"K",7,"16K 7",550,825,490,{"$f":"MIN(I74,360/'Roof Bay Analysis'!$I$51*K74)","v":550},8.6,null,{"$f":"IF(Q74=\"NA\",\"NA\",$Q$1*1000+Q74+$Q$2/10000)","v":"NA"},{"$f":"IF($Q74=\"NA\",\"NA\",IF($P12=$O12,$P12,IF(ROUNDDOWN($O43,0)=ROUNDDOWN($P43,0),P43,\"X\")))","v":"NA"},{"$f":"IF(W74<$T$2,\"NA\",IF(W74>$T$3,\"NA\",W74))","v":"NA"},{"$f":"IF($Q74=\"NA\",\"NA\",IF($P12=$O12,$R12,IF(ROUNDDOWN($O43,0)=ROUNDDOWN($P43,0),R43,\"X\")))","v":"NA"},{"$f":"IF($Q74=\"NA\",\"NA\",IF($P12=$O12,$S12,IF(ROUNDDOWN($O43,0)=ROUNDDOWN($P43,0),S43,\"X\")))","v":"NA"},{"$f":"IF($Q74=\"NA\",\"NA\",IF($P12=$O12,$T12,IF(ROUNDDOWN($O43,0)=ROUNDDOWN($P43,0),T43,\"X\")))","v":"NA"},{"$f":"IF($Q74=\"NA\",\"NA\",IF($P12=$O12,$U12,IF(ROUNDDOWN($O43,0)=ROUNDDOWN($P43,0),U43,\"X\")))","v":"NA"},{"$f":"IF($Q74=\"NA\",\"NA\",IF($P12=$O12,$V12,IF(ROUNDDOWN($O43,0)=ROUNDDOWN($P43,0),V43,\"X\")))","v":"NA"},12,null,{"$f":"IF(AA74=\"NA\",\"NA\",$Q$1*1000+AA74+$Q$3/10000)","v":"NA"},{"$f":"IF($AA74=\"NA\",\"NA\",IF($Z12=$Y12,$Z12,IF(ROUNDDOWN($Y43,0)=ROUNDDOWN($Z43,0),Z43,\"X\")))","v":"NA"},{"$f":"IF(AG74<$T$2,\"NA\",IF(AG74>$T$3,\"NA\",AG74))","v":"NA"},{"$f":"IF($AA74=\"NA\",\"NA\",IF($Z12=$Y12,$AB12,IF(ROUNDDOWN($Y43,0)=ROUNDDOWN($Z43,0),AB43,\"X\")))","v":"NA"},{"$f":"IF($AA74=\"NA\",\"NA\",IF($Z12=$Y12,$AC12,IF(ROUNDDOWN($Y43,0)=ROUNDDOWN($Z43,0),AC43,\"X\")))","v":"NA"},{"$f":"IF($AA74=\"NA\",\"NA\",IF($Z12=$Y12,$AD12,IF(ROUNDDOWN($Y43,0)=ROUNDDOWN($Z43,0),AD43,\"X\")))","v":"NA"},{"$f":"IF($AA74=\"NA\",\"NA\",IF($Z12=$Y12,$AE12,IF(ROUNDDOWN($Y43,0)=ROUNDDOWN($Z43,0),AE43,\"X\")))","v":"NA"},{"$f":"IF($AA74=\"NA\",\"NA\",IF($Z12=$Y12,$AF12,IF(ROUNDDOWN($Y43,0)=ROUNDDOWN($Z43,0),AF43,\"X\")))","v":"NA"},12,null,18016.055,18,null,16,"K",7,"16K 7",550,825,490,{"$f":"MIN(AP74,360/'Roof Bay Analysis'!$I$51*AR74)","v":550},8.6,null,"18LH 9",36,266,323.1399575356358,null,0.90914488575328511,null,"18LH09",355.43284970238108]
[18016.055,18016.0825,18,null,16,"K",9,"16K 9",550,825,490,{"$f":"MIN(I75,360/'Roof Bay Analysis'!$I$51*K75)","v":550},10,null,"NA","NA","NA","NA","NA","NA","NA","NA",14,null,"NA","NA","NA","NA","NA","NA","NA","NA",14,null,18016.055,18,null,16,"K",9,"16K 9",550,825,490,{"$f":"MIN(AP75,360/'Roof Bay Analysis'!$I$51*AR75)","v":550},10,null,"20LH 2",40,108,180.47209333287466,null,0.98731039014803823,null,"20LH02",182.79164803057984]
[18018.055,18018.0825,18,null,18,"K",3,"18K 3",550,825,550,{"$f":"MIN(I76,360/'Roof Bay Analysis'!$I$51*K76)","v":550},6.4,null,30016.018738750001,30016.0216,16,"16K 4",216,324,168,7,16,null,30016.012500000001,30016.012900000002,16,"16K 2",161,241.5,129,5.5,16,null,18018.055,18,null,18,"K",3,"18K 3",550,825,550,{"$f":"MIN(AP76,360/'Roof Bay Analysis'!$I$51*AR76)","v":550},6.4,null,"20LH 3",40,123,205.53766185132949,null,1.0004130816704464,null,"20LH03",205.45279306837094]
[18018.055,18018.0825,18,null,18,"K",4,"18K 4",550,825,550,{"$f":"MIN(I77,360/'Roof Bay Analysis'!$I$51*K77)","v":550},7.2,null,30018.018738750001,30018.0203,18,"18K 3",203,304.5,184.5,6.4,18,null,30018.012500000001,30018.01845,18,"18K 3",203,304.5,184.5,6.4,18,null,18018.055,18,null,18,"K",4,"18K 4",550,825,550,{"$f":"MIN(AP77,360/'Roof Bay Analysis'!$I$51*AR77)","v":550},7.2,null,"20LH 4",40,139,232.27426827101462,null,0.9723581787073744,null,"20LH04",238.87727110990468]
[18018.055,18018.0825,18,null,18,"K",5,"18K 5",550,825,550,{"$f":"MIN(I78,360/'Roof Bay Analysis'!$I$51*K78)","v":550},7.7,null,30020.018738750001,30020.022700000001,20,"20K 3",227,340.5,227,6.5,20,null,30020.012500000001,30020.022700000001,20,"20K 3",227,340.5,227,6.5,20,null,18018.055,18,null,18,"K",5,"18K 5",550,825,550,{"$f":"MIN(AP78,360/'Roof Bay Analysis'!$I$51*AR78)","v":550},7.7,null,"20LH 5",40,161,269.03710209808168,null,0.95769222207917293,null,"20LH05",280.92230039625429]
[18018.055,18018.0825,18,null,18,"K",6,"18K 6",550,825,550,{"$f":"MIN(I79,360/'Roof Bay Analysis'!$I$51*K79)","v":550},8.4,null,30022.018738750001,30022.030200000001,22,"22K 4",302,453,302,7.3,22,null,30022.012500000001,30022.030200000001,22,"22K 4",302,453,302,7.3,22,null,18018.055,18,null,18,"K",6,"18K 6",550,825,550,{"$f":"MIN(AP79,360/'Roof Bay Analysis'!$I$51*AR79)","v":550},8.4,null,"20LH 6",40,178,297.44474641899717,null,0.92401796751399268,null,"20LH06",321.90363918923782]
[18018.055,18018.0825,18,null,18,"K",7,"18K 7",550,825,550,{"$f":"MIN(I80,360/'Roof Bay Analysis'!$I$51*K80)","v":550},8.9,null,30024.018738750001,30024.033100000001,24,"24K 4",331,496.5,331,7.8,24,null,30024.012500000001,30024.033100000001,24,"24K 4",331,496.5,331,7.8,24,null,18018.055,18,null,18,"K",7,"18K 7",550,825,550,{"$f":"MIN(AP80,360/'Roof Bay Analysis'!$I$51*AR80)","v":550},8.9,null,"20LH 7",40,202,337.54965604852492,null,0.98424638154485089,null,"20LH07",342.95239726328953]
[18018.055,18018.0825,18,null,18,"K",9,"18K 9",550,825,550,{"$f":"MIN(I81,360/'Roof Bay Analysis'!$I$51*K81)","v":550},10.1,null,30026.018738750001,30026.040499999999,26,"26K 5",405,607.5,405,8.1,26,null,30026.012500000001,30026.040499999999,26,"26K 5",405,607.5,405,8.1,26,null,18018.055,18,null,18,"K",9,"18K 9",550,825,550,{"$f":"MIN(AP81,360/'Roof Bay Analysis'!$I$51*AR81)","v":550},10.1,null,"20LH 8",40,225,375.98352777682226,null,0.98824398115743084,null,"20LH08",380.45617777147555]
[18018.055,18018.0825,18,null,18,"K",10,"18K10",550,825,550,{"$f":"MIN(I82,360/'Roof Bay Analysis'!$I$51*K82)","v":550},11.6,null,30028.018738750001,30028.047699999999,28,"28K 6",477,715.5,477,8.9,28,null,30028.012500000001,30028.047699999999,28,"28K 6",477,715.5,477,8.9,28,null,18018.055,18,null,18,"K",10,"18K10",550,825,550,{"$f":"MIN(AP82,360/'Roof Bay Analysis'!$I$51*AR82)","v":550},11.6,null,"20LH 9",40,244,407.73324790019836,null,0.91386203467274874,null,"20LH09",446.16499255952397]
[19010.022099999998,19010.033149999999,19,null,10,"K",1,"10K 1",221,331.5,113,{"$f":"MIN(I83,360/'Roof Bay Analysis'!$I$51*K83)","v":169.5},5,null,30030.018738750001,30030.055,30,"30K 7",550,825,550,9.6,30,null,30030.012500000001,30030.055,30,"30K 7",550,825,550,9.6,30,null,19010.016950000001,19,null,10,"K",1,"10K 1",221,331.5,113,{"$f":"MIN(AP83,360/'Roof Bay Analysis'!$I$51*AR83)","v":169.5},5,null,"20LH10",40,274,457.86438493710796,null,0.98442427102573815,null,"20LH10",465.10879344739044]
[19012.0268,19012.040199999999,19,null,12,"K",1,"12K 1",268,402,167,{"$f":"MIN(I84,360/'Roof Bay Analysis'!$I$51*K84)","v":250.5},5,null,"NA","NA","NA","NA","NA","NA","NA","NA",32,null,"NA","NA","NA","NA","NA","NA","NA","NA",32,null,19012.02505,19,null,12,"K",1,"12K 1",268,402,167,{"$f":"MIN(AP84,360/'Roof Bay Analysis'!$I$51*AR84)","v":250.5},5,null,"24LH 3",48,96,278.35971793358607,null,1.0001341624620117,null,"24LH03",278.32237751818525]
[19012.033500000001,19012.05025,19,null,12,"K",3,"12K 3",335,502.5,207,{"$f":"MIN(I85,360/'Roof Bay Analysis'!$I$51*K85)","v":310.5},5.7,null,"NA","NA","NA","NA","NA","NA","NA","NA",36,null,"NA","NA","NA","NA","NA","NA","NA","NA",36,null,19012.031050000001,19,null,12,"K",3,"12K 3",335,502.5,207,{"$f":"MIN(AP85,360/'Roof Bay Analysis'!$I$51*AR85)","v":310.5},5.7,null,"24LH 4",48,107,310.25510228014281,null,0.99687127206361992,null,"24LH04",311.22885268614948]
[19012.045399999999,19012.0681,19,null,12,"K",5,"12K 5",454,681,269,{"$f":"MIN(I86,360/'Roof Bay Analysis'!$I$51*K86)","v":403.5},7.1,null,"NA","NA","NA","NA","NA","NA","NA","NA",40,null,"NA","NA","NA","NA","NA","NA","NA","NA",40,null,19012.040349999999,19,null,12,"K",5,"12K 5",454,681,269,{"$f":"MIN(AP86,360/'Roof Bay Analysis'!$I$51*AR86)","v":403.5},7.1,null,"24LH 5",48,124,359.54796899754865,null,0.95059179529178495,null,"24LH05",378.23592711231544]
[19014.031500000001,19014.04725,19,null,14,"K",1,"14K 1",315,472.5,230,{"$f":"MIN(I87,360/'Roof Bay Analysis'!$I$51*K87)","v":315},5.2,null,"NA",{"$f":"IF($Q87=\"NA\",\"NA\",IF($P25=$O25,$P25,IF(ROUNDDOWN($O56,0)=ROUNDDOWN($P56,0),P56,\"X\")))","v":"NA"},"NA",{"$f":"IF($Q87=\"NA\",\"NA\",IF($P25=$O25,$R25,IF(ROUNDDOWN($O56,0)=ROUNDDOWN($P56,0),R56,\"X\")))","v":"NA"},{"$f":"IF($Q87=\"NA\",\"NA\",IF($P25=$O25,$S25,IF(ROUNDDOWN($O56,0)=ROUNDDOWN($P56,0),S56,\"X\")))","v":"NA"},{"$f":"IF($Q87=\"NA\",\"NA\",IF($P25=$O25,$T25,IF(ROUNDDOWN($O56,0)=ROUNDDOWN($P56,0),T56,\"X\")))","v":"NA"},{"$f":"IF($Q87=\"NA\",\"NA\",IF($P25=$O25,$U25,IF(ROUNDDOWN($O56,0)=ROUNDDOWN($P56,0),U56,\"X\")))","v":"NA"},{"$f":"IF($Q87=\"NA\",\"NA\",IF($P25=$O25,$V25,IF(ROUNDDOWN($O56,0)=ROUNDDOWN($P56,0),V56,\"X\")))","v":"NA"},44,null,"NA",{"$f":"IF($AA87=\"NA\",\"NA\",IF($Z25=$Y25,$Z25,IF(ROUNDDOWN($Y56,0)=ROUNDDOWN($Z56,0),Z56,\"X\")))","v":"NA"},"NA",{"$f":"IF($AA87=\"NA\",\"NA\",IF($Z25=$Y25,$AB25,IF(ROUNDDOWN($Y56,0)=ROUNDDOWN($Z56,0),AB56,\"X\")))","v":"NA"},{"$f":"IF($AA87=\"NA\",\"NA\",IF($Z25=$Y25,$AC25,IF(ROUNDDOWN($Y56,0)=ROUNDDOWN($Z56,0),AC56,\"X\")))","v":"NA"},{"$f":"IF($AA87=\"NA\",\"NA\",IF($Z25=$Y25,$AD25,IF(ROUNDDOWN($Y56,0)=ROUNDDOWN($Z56,0),AD56,\"X\")))","v":"NA"},{"$f":"IF($AA87=\"NA\",\"NA\",IF($Z25=$Y25,$AE25,IF(ROUNDDOWN($Y56,0)=ROUNDDOWN($Z56,0),AE56,\"X\")))","v":"NA"},{"$f":"IF($AA87=\"NA\",\"NA\",IF($Z25=$Y25,$AF25,IF(ROUNDDOWN($Y56,0)=ROUNDDOWN($Z56,0),AF56,\"X\")))","v":"NA"},44,null,19014.031500000001,19,null,14,"K",1,"14K 1",315,472.5,230,{"$f":"MIN(AP87,360/'Roof Bay Analysis'!$I$51*AR87)","v":315},5.2,null,"24LH 6",48,152,440.73622006151123,null,0.93254166663338556,null,"24LH06",472.61826021418938]
[19014.039499999999,19014.059249999998,19,null,14,"K",3,"14K 3",395,592.5,287,{"$f":"MIN(I88,360/'Roof Bay Analysis'!$I$51*K88)","v":395},6,null,"NA","NA",{"$f":"IF(W88<$T$2,\"NA\",IF(W88>$T$3,\"NA\",W88))","v":"NA"},"NA","NA","NA","NA","NA",48,null,"NA","NA",{"$f":"IF(AG88<$T$2,\"NA\",IF(AG88>$T$3,\"NA\",AG88))","v":"NA"},"NA","NA","NA","NA","NA",48,null,19014.039499999999,19,null,14,"K",3,"14K 3",395,592.5,287,{"$f":"MIN(AP88,360/'Roof Bay Analysis'!$I$51*AR88)","v":395},6,null,"24LH 7",48,171,{"$f":"26.767*AX88*(AW88-0.33)^3*10^-6","v":495.82824756920019},null,0.98299043824195087,null,"24LH07",504.40800671059856]
[19014.047500000001,19014.071250000001,19,null,14,"K",4,"14K 4",475,712.5,336,{"$f":"MIN(I89,360/'Roof Bay Analysis'!$I$51*K89)","v":475},6.7,null,"NA","NA","NA","NA","NA","NA","NA","NA",52,null,"NA","NA","NA","NA","NA","NA","NA","NA",52,null,19014.047500000001,19,null,14,"K",4,"14K 4",475,712.5,336,{"$f":"MIN(AP89,360/'Roof Bay Analysis'!$I$51*AR89)","v":475},6.7,null,"24LH 8",48,184,533.52279270603992,null,0.98711451373822079,null,"24LH08",540.48723352833633]
[19014.055,19014.0825,19,null,14,"K",6,"14K 6",550,825,383,{"$f":"MIN(I90,360/'Roof Bay Analysis'!$I$51*K90)","v":550},7.7,null,"NA","NA","NA","NA","NA","NA","NA","NA",56,null,"NA","NA","NA","NA","NA","NA","NA","NA",56,null,19014.055,19,null,14,"K",6,"14K 6",550,825,383,{"$f":"MIN(AP90,360/'Roof Bay Analysis'!$I$51*AR90)","v":550},7.7,null,"24LH 9",48,209,606.01230258457804,null,0.91981213099552739,null,"24LH09",658.8435639880953]
[19016.040799999999,19016.0612,19,null,16,"K",2,"16K 2",408,612,347,{"$f":"MIN(I91,360/'Roof Bay Analysis'!$I$51*K91)","v":408},5.5,null,"NA","NA","NA","NA","NA","NA","NA","NA",60,null,"NA","NA","NA","NA","NA","NA","NA","NA",60,null,19016.040799999999,19,null,16,"K",2,"16K 2",408,612,347,{"$f":"MIN(AP91,360/'Roof Bay Analysis'!$I$51*AR91)","v":408},5.5,null,"24LH10",48,234,678.50181246311604,null,0.93746275612253382,null,"24LH10",723.76401945767589]
[19016.0455,19016.06825,19,null,16,"K",3,"16K 3",455,682.5,386,{"$f":"MIN(I92,360/'Roof Bay Analysis'!$I$51*K92)","v":455},6.3,null,"NA","NA","NA","NA","NA","NA","NA","NA",64,null,"NA","NA","NA","NA","NA","NA","NA","NA",64,null,19016.0455,19,null,16,"K",3,"16K 3",455,682.5,386,{"$f":"MIN(AP92,360/'Roof Bay Analysis'!$I$51*AR92)","v":455},6.3,null,"24LH11",48,259,750.99132234165415,null,0.9879196371033454,null,"24LH11",760.17450624184085]
[19016.054700000001,19016.082050000001,19,null,16,"K",4,"16K 4",547,820.5,452,{"$f":"MIN(I93,360/'Roof Bay Analysis'!$I$51*K93)","v":547},7,null,"NA","NA","NA","NA","NA","NA","NA","NA",68,null,"NA","NA","NA","NA","NA","NA","NA","NA",68,null,19016.054700000001,19,null,16,"K",4,"16K 4",547,820.5,452,{"$f":"MIN(AP93,360/'Roof Bay Analysis'!$I$51*AR93)","v":547},7,null,"28LH 5",56,97,447.95573092483386,null,0.95457231933067044,null,"28LH05",469.27374893809264]
[19016.055,19016.0825,19,null,16,"K",5,"16K 5",550,825,455,{"$f":"MIN(I94,360/'Roof Bay Analysis'!$I$51*K94)","v":550},7.5,null,"NA","NA","NA","NA","NA","NA","NA","NA",72,null,"NA","NA","NA","NA","NA","NA","NA","NA",72,null,19016.055,19,null,16,"K",5,"16K 5",550,825,455,{"$f":"MIN(AP94,360/'Roof Bay Analysis'!$I$51*AR94)","v":550},7.5,null,"28LH 6",56,126,581.88064017040278,null,0.97912610575296011,null,"28LH06",594.28569696130137]
[19016.055,19016.0825,19,null,16,"K",6,"16K 6",550,825,455,{"$f":"MIN(I95,360/'Roof Bay Analysis'!$I$51*K95)","v":550},8.1,null,{"$f":"IF(Q95=\"NA\",\"NA\",$Q$1*1000+Q95+$Q$2/10000)","v":"NA"},"NA","NA","NA","NA","NA","NA","NA",80,null,{"$f":"IF(AA95=\"NA\",\"NA\",$Q$1*1000+AA95+$Q$3/10000)","v":"NA"},"NA","NA","NA","NA","NA","NA","NA",80,null,19016.055,19,null,16,"K",6,"16K 6",550,825,455,{"$f":"MIN(AP95,360/'Roof Bay Analysis'!$I$51*AR95)","v":550},8.1,null,"28LH 7",56,142,655.77024527140622,null,0.97568953736411157,null,"28LH07",672.10953910914327]
[19016.055,19016.0825,19,null,16,"K",7,"16K 7",550,825,455,{"$f":"MIN(I96,360/'Roof Bay Analysis'!$I$51*K96)","v":550},8.6,null,"NA","NA","NA","NA","NA","NA","NA","NA",88,null,"NA","NA","NA","NA","NA","NA","NA","NA",88,null,19016.055,19,null,16,"K",7,"16K 7",550,825,455,{"$f":"MIN(AP96,360/'Roof Bay Analysis'!$I$51*AR96)","v":550},8.6,null,"28LH 8",56,148,683.4788471842827,null,0.98052324145182779,null,"28LH08",697.05522346648161]
[19016.055,19016.0825,19,null,16,"K",9,"16K 9",550,825,455,{"$f":"MIN(I97,360/'Roof Bay Analysis'!$I$51*K97)","v":550},10,null,"NA","NA","NA","NA","NA","NA","NA","NA",96,null,"NA","NA","NA","NA","NA","NA","NA","NA",96,null,19016.055,19,null,16,"K",9,"16K 9",550,825,455,{"$f":"MIN(AP97,360/'Roof Bay Analysis'!$I$51*AR97)","v":550},10,null,"28LH 9",56,183,845.11235834272782,null,0.92550021184366427,null,"28LH09",913.14118303571433]
[19018.0514,19018.077099999999,19,null,18,"K",3,"18K 3",514,771,494,{"$f":"MIN(I98,360/'Roof Bay Analysis'!$I$51*K98)","v":514},6.4,null,"NA","NA","NA","NA","NA","NA","NA","NA",104,null,"NA","NA","NA","NA","NA","NA","NA","NA",104,null,19018.0514,19,null,18,"K",3,"18K 3",514,771,494,{"$f":"MIN(AP98,360/'Roof Bay Analysis'!$I$51*AR98)","v":514},6.4,null,"28LH10",56,204,942.09246503779502,null,0.98667339564552925,null,"28LH10",954.81693252855246]
[19018.055,19018.0825,19,null,18,"K",4,"18K 4",550,825,523,{"$f":"MIN(I99,360/'Roof Bay Analysis'!$I$51*K99)","v":550},7.2,null,"NA","NA","NA","NA","NA","NA","NA","NA",112,null,"NA","NA","NA","NA","NA","NA","NA","NA",112,null,19018.055,19,null,18,"K",4,"18K 4",550,825,523,{"$f":"MIN(AP99,360/'Roof Bay Analysis'!$I$51*AR99)","v":550},7.2,null,"28LH11",56,223,1029.8363710952367,null,0.97593166129313669,null,"28LH11",1055.234102898839]
[19018.055,19018.0825,19,null,18,"K",5,"18K 5",550,825,523,{"$f":"MIN(I100,360/'Roof Bay Analysis'!$I$51*K100)","v":550},7.7,null,"NA","NA","NA","NA","NA","NA","NA","NA",120,null,"NA","NA","NA","NA","NA","NA","NA","NA",120,null,19018.055,19,null,18,"K",5,"18K 5",550,825,523,{"$f":"MIN(AP100,360/'Roof Bay Analysis'!$I$51*AR100)","v":550},7.7,null,"28LH12",56,256,1182.2336816160564,null,{"$f":"AY100/BD100","v":0.95771736645621464},null,"28LH12",1234.4285725867187]
[19018.055,19018.0825,19,null,18,"K",6,"18K 6",550,825,523,{"$f":"MIN(I101,360/'Roof Bay Analysis'!$I$51*K101)","v":550},8.4,null,null,null,null,null,null,null,null,null,null,null,null,null,null,null,null,null,null,null,null,null,19018.055,19,null,18,"K",6,"18K 6",550,825,523,{"$f":"MIN(AP101,360/'Roof Bay Analysis'!$I$51*AR101)","v":550},8.4,null,"28LH13",56,281,1297.6861895863744,null,0.98090854185603515,null,"28LH13",1322.9431024537166]
[19018.055,19018.0825,19,null,18,"K",7,"18K 7",550,825,523,{"$f":"MIN(I102,360/'Roof Bay Analysis'!$I$51*K102)","v":550},8.9,null,"Return \"NA\" if deflection is inadequate.",null,null,null,null,null,null,null,null,null,"Return \"NA\" if total load (strength) is inadequate.",null,null,null,null,null,null,null,null,null,19018.055,19,null,18,"K",7,"18K 7",550,825,523,{"$f":"MIN(AP102,360/'Roof Bay Analysis'!$I$51*AR102)","v":550},8.9,null,"32LH 6",64,104,718.5178932093678,null,0.95729477956690279,null,"32LH06",750.57120183444238]
[19018.055,19018.0825,19,null,18,"K",9,"18K 9",550,825,523,{"$f":"MIN(I103,360/'Roof Bay Analysis'!$I$51*K103)","v":550},10.1,null,null,null,null,null,null,null,null,null,null,null,null,null,null,null,null,null,null,null,null,null,19018.055,19,null,18,"K",9,"18K 9",550,825,523,{"$f":"MIN(AP103,360/'Roof Bay Analysis'!$I$51*AR103)","v":550},10.1,null,"32LH 7",64,116,801.42380396429473,null,0.9309120850067174,null,"32LH07",860.90170798299573]
[19018.055,19018.0825,19,null,18,"K",10,"18K10",550,825,523,{"$f":"MIN(I104,360/'Roof Bay Analysis'!$I$51*K104)","v":550},11.6,null,{"$f":"IF(Q104=\"NA\",\"NA\",$Q$1*1000+Q104+$Q$2/10000)","v":"NA"},{"$f":"IF($Q$3>$U73,\"NA\",P73)","v":"NA"},{"$f":"IF(W104<$T$2,\"NA\",IF(W104>$T$3,\"NA\",W104))","v":"NA"},{"$f":"IF($Q$3>$U73,\"NA\",R73)","v":"NA"},{"$f":"IF($Q$3>$U73,\"NA\",S73)","v":"NA"},"NA","NA",{"$f":"IF($Q$3>$U73,\"NA\",V73)","v":"NA"},10,null,{"$f":"IF(AA104=\"NA\",\"NA\",$Q$1*1000+AA104+$Q$3/10000)","v":"NA"},{"$f":"IF($O$1=\"ASD\",IF($Q$2>$AC73,\"NA\",Z73),IF($Q$2>$AD73,\"NA\",Z73))","v":"NA"},{"$f":"IF(AG104<$T$2,\"NA\",IF(AG104>$T$3,\"NA\",AG104))","v":"NA"},{"$f":"IF($O$1=\"ASD\",IF($Q$2>$AC73,\"NA\",AB73),IF($Q$2>$AD73,\"NA\",AB73))","v":"NA"},{"$f":"IF($O$1=\"ASD\",IF($Q$2>$AC73,\"NA\",AC73),IF($Q$2>$AD73,\"NA\",AC73))","v":"NA"},"NA","NA","NA",10,null,19018.055,19,null,18,"K",10,"18K10",550,825,523,{"$f":"MIN(AP104,360/'Roof Bay Analysis'!$I$51*AR104)","v":550},11.6,null,"32LH 8",64,125,863.60323703049016,null,0.97266476902571741,null,"32LH08",887.87346322364465]
[20010.019899999999,20010.029849999999,20,null,10,"K",1,"10K 1",199,298.5,97,{"$f":"MIN(I105,360/'Roof Bay Analysis'!$I$51*K105)","v":145.5},5,null,{"$f":"IF(Q105=\"NA\",\"NA\",$Q$1*1000+Q105+$Q$2/10000)","v":"NA"},{"$f":"IF($Q$3>$U74,\"NA\",P74)","v":"NA"},"NA",{"$f":"IF($Q$3>$U74,\"NA\",R74)","v":"NA"},"NA","NA","NA","NA",12,null,{"$f":"IF(AA105=\"NA\",\"NA\",$Q$1*1000+AA105+$Q$3/10000)","v":"NA"},{"$f":"IF($O$1=\"ASD\",IF($Q$2>$AC74,\"NA\",Z74),IF($Q$2>$AD74,\"NA\",Z74))","v":"NA"},"NA",{"$f":"IF($O$1=\"ASD\",IF($Q$2>$AC74,\"NA\",AB74),IF($Q$2>$AD74,\"NA\",AB74))","v":"NA"},"NA","NA","NA","NA",12,null,20010.01455,20,null,10,"K",1,"10K 1",199,298.5,97,{"$f":"MIN(AP105,360/'Roof Bay Analysis'!$I$51*AR105)","v":145.5},5,null,"32LH 9",64,157,1084.6856657102956,null,0.97521293457070013,null,"32LH09",1112.2552083333335]
[20012.024099999999,20012.03615,20,null,12,"K",1,"12K 1",241,361.5,142,{"$f":"MIN(I106,360/'Roof Bay Analysis'!$I$51*K106)","v":213},5,null,"NA","NA","NA",{"$f":"IF($Q$3>$U75,\"NA\",R75)","v":"NA"},"NA","NA","NA","NA",14,null,"NA","NA","NA",{"$f":"IF($O$1=\"ASD\",IF($Q$2>$AC75,\"NA\",AB75),IF($Q$2>$AD75,\"NA\",AB75))","v":"NA"},"NA","NA","NA","NA",14,null,20012.0213,20,null,12,"K",1,"12K 1",241,361.5,142,{"$f":"MIN(AP106,360/'Roof Bay Analysis'!$I$51*AR106)","v":213},5,null,"32LH10",64,169,1167.5915764652225,null,0.96570364830155486,null,"32LH10",1209.0578497023812]
[20012.030200000001,20012.045300000002,20,null,12,"K",3,"12K 3",302,453,177,{"$f":"MIN(I107,360/'Roof Bay Analysis'!$I$51*K107)","v":265.5},5.7,null,30016.018738750001,30016.0216,16,{"$f":"IF($Q$3>$U76,\"NA\",R76)","v":"16K 4"},216,324,168,7,16,null,30016.012500000001,"NA",16,{"$f":"IF($O$1=\"ASD\",IF($Q$2>$AC76,\"NA\",AB76),IF($Q$2>$AD76,\"NA\",AB76))","v":"NA"},"NA","NA","NA","NA",16,null,20012.026549999999,20,null,12,"K",3,"12K 3",302,453,177,{"$f":"MIN(AP107,360/'Roof Bay Analysis'!$I$51*AR107)","v":265.5},5.7,null,"32LH11",64,187,1291.9504425976133,null,0.97026027362693501,null,"32LH11",1331.5503867515533]
[20012.0409,20012.06135,20,null,12,"K",5,"12K 5",409,613.5,230,{"$f":"MIN(I108,360/'Roof Bay Analysis'!$I$51*K108)","v":345},7.1,null,30018.018738750001,30018.0203,18,{"$f":"IF($Q$3>$U77,\"NA\",R77)","v":"18K 3"},203,304.5,184.5,6.4,18,null,30018.012500000001,30018.01845,18,{"$f":"IF($O$1=\"ASD\",IF($Q$2>$AC77,\"NA\",AB77),IF($Q$2>$AD77,\"NA\",AB77))","v":"18K 3"},203,304.5,184.5,6.4,18,null,20012.034500000002,20,null,12,"K",5,"12K 5",409,613.5,230,{"$f":"MIN(AP108,360/'Roof Bay Analysis'!$I$51*AR108)","v":345},7.1,null,"32LH12",64,221,1526.8505230699063,null,0.98214340936757272,null,"32LH12",1554.6105675678102]
[20014.028399999999,20014.042600000001,20,null,14,"K",1,"14K 1",284,426,197,{"$f":"MIN(I109,360/'Roof Bay Analysis'!$I$51*K109)","v":284},5.2,null,30020.018738750001,30020.022700000001,20,{"$f":"IF($Q$3>$U78,\"NA\",R78)","v":"20K 3"},227,340.5,227,6.5,20,null,30020.012500000001,30020.022700000001,20,{"$f":"IF($O$1=\"ASD\",IF($Q$2>$AC78,\"NA\",AB78),IF($Q$2>$AD78,\"NA\",AB78))","v":"20K 3"},227,340.5,227,6.5,20,null,20014.028399999999,20,null,14,"K",1,"14K 1",284,426,197,{"$f":"MIN(AP109,360/'Roof Bay Analysis'!$I$51*AR109)","v":284},5.2,null,"32LH13",64,249,1720.2976481647365,null,0.97960536224568917,null,"32LH13",1756.1129353365857]
[20014.035599999999,20014.053400000001,20,null,14,"K",3,"14K 3",356,534,246,{"$f":"MIN(I110,360/'Roof Bay Analysis'!$I$51*K110)","v":356},6,null,30022.018738750001,30022.030200000001,22,{"$f":"IF($Q$3>$U79,\"NA\",R79)","v":"22K 4"},302,453,302,7.3,22,null,30022.012500000001,30022.030200000001,22,{"$f":"IF($O$1=\"ASD\",IF($Q$2>$AC79,\"NA\",AB79),IF($Q$2>$AD79,\"NA\",AB79))","v":"22K 4"},302,453,302,7.3,22,null,20014.035599999999,20,null,14,"K",3,"14K 3",356,534,246,{"$f":"MIN(AP110,360/'Roof Bay Analysis'!$I$51*AR110)","v":356},6,null,"32LH14",64,264,1823.9300366083953,null,0.96203272601634982,null,"32LH14",1895.9126724940513]
[20014.042799999999,20014.064200000001,20,null,14,"K",4,"14K 4",428,642,287,{"$f":"MIN(I111,360/'Roof Bay Analysis'!$I$51*K111)","v":428},6.7,null,30024.018738750001,30024.033100000001,24,{"$f":"IF($Q$3>$U80,\"NA\",R80)","v":"24K 4"},331,496.5,331,7.8,24,null,30024.012500000001,30024.033100000001,24,{"$f":"IF($O$1=\"ASD\",IF($Q$2>$AC80,\"NA\",AB80),IF($Q$2>$AD80,\"NA\",AB80))","v":"24K 4"},331,496.5,331,7.8,24,null,20014.042799999999,20,null,14,"K",4,"14K 4",428,642,287,{"$f":"MIN(AP111,360/'Roof Bay Analysis'!$I$51*AR111)","v":428},6.7,null,"32LH15",64,292,2017.3771617032251,null,0.97417615566843163,null,"32LH15",2070.854588222805]
[20014.052500000002,20014.078750000001,20,null,14,"K",6,"14K 6",525,787.5,347,{"$f":"MIN(I112,360/'Roof Bay Analysis'!$I$51*K112)","v":520.5},7.7,null,30026.018738750001,30026.040499999999,26,{"$f":"IF($Q$3>$U81,\"NA\",R81)","v":"26K 5"},405,607.5,405,8.1,26,null,30026.012500000001,30026.040499999999,26,{"$f":"IF($O$1=\"ASD\",IF($Q$2>$AC81,\"NA\",AB81),IF($Q$2>$AD81,\"NA\",AB81))","v":"26K 5"},405,607.5,405,8.1,26,null,20014.052049999998,20,null,14,"K",6,"14K 6",525,787.5,347,{"$f":"MIN(AP112,360/'Roof Bay Analysis'!$I$51*AR112)","v":520.5},7.7,null,"36LH 7",72,95,936.1286083863364,null,0.97765106341174912,null,"36LH07",957.52834873363702]
[20016.036800000002,20016.055199999999,20,null,16,"K",2,"16K 2",368,552,297,{"$f":"MIN(I113,360/'Roof Bay Analysis'!$I$51*K113)","v":368},5.5,null,30028.018738750001,30028.047699999999,28,{"$f":"IF($Q$3>$U82,\"NA\",R82)","v":"28K 6"},477,715.5,477,8.9,28,null,30028.012500000001,{"$f":"IF($O$1=\"ASD\",IF($Q$2>$AC82,\"NA\",Z82),IF($Q$2>$AD82,\"NA\",Z82))","v":30028.047699999999},28,{"$f":"IF($O$1=\"ASD\",IF($Q$2>$AC82,\"NA\",AB82),IF($Q$2>$AD82,\"NA\",AB82))","v":"28K 6"},477,715.5,477,8.9,28,null,20016.036800000002,20,null,16,"K",2,"16K 2",368,552,297,{"$f":"MIN(AP113,360/'Roof Bay Analysis'!$I$51*AR113)","v":368},5.5,null,"36LH 8",72,104,1024.8144765492527,null,0.93294671468278112,null,"36LH08",1098.4705347268502]
[20016.041000000001,20016.0615,20,null,16,"K",3,"16K 3",410,615,330,{"$f":"MIN(I114,360/'Roof Bay Analysis'!$I$51*K114)","v":410},6.3,null,30030.018738750001,30030.055,30,{"$f":"IF($Q$3>$U83,\"NA\",R83)","v":"30K 7"},550,825,550,9.6,30,null,30030.012500000001,30030.055,30,{"$f":"IF($O$1=\"ASD\",IF($Q$2>$AC83,\"NA\",AB83),IF($Q$2>$AD83,\"NA\",AB83))","v":"30K 7"},550,825,550,9.6,30,null,20016.041000000001,20,null,16,"K",3,"16K 3",410,615,330,{"$f":"MIN(AP114,360/'Roof Bay Analysis'!$I$51*AR114)","v":410},6.3,null,"36LH 9",72,133,1310.5800517408711,null,0.9993729877151003,null,"36LH09",1311.4023171041413]
[20016.049299999999,20016.073950000002,20,null,16,"K",4,"16K 4",493,739.5,386,{"$f":"MIN(I115,360/'Roof Bay Analysis'!$I$51*K115)","v":493},7,null,"NA","NA","NA",{"$f":"IF($Q$3>$U84,\"NA\",R84)","v":"NA"},"NA","NA","NA","NA",32,null,"NA","NA","NA",{"$f":"IF($O$1=\"ASD\",IF($Q$2>$AC84,\"NA\",AB84),IF($Q$2>$AD84,\"NA\",AB84))","v":"NA"},"NA","NA","NA","NA",32,null,20016.049299999999,20,null,16,"K",4,"16K 4",493,739.5,386,{"$f":"MIN(AP115,360/'Roof Bay Analysis'!$I$51*AR115)","v":493},7,null,"36LH10",72,146,1438.6818613095279,null,0.93022620474360274,null,"36LH10",1546.593563988095]
[20016.055,20016.0825,20,null,16,"K",5,"16K 5",550,825,426,{"$f":"MIN(I116,360/'Roof Bay Analysis'!$I$51*K116)","v":550},7.5,null,"NA","NA","NA",{"$f":"IF($Q$3>$U85,\"NA\",R85)","v":"NA"},"NA","NA","NA","NA",36,null,"NA","NA","NA",{"$f":"IF($O$1=\"ASD\",IF($Q$2>$AC85,\"NA\",AB85),IF($Q$2>$AD85,\"NA\",AB85))","v":"NA"},"NA","NA","NA","NA",36,null,20016.055,20,null,16,"K",5,"16K 5",550,825,426,{"$f":"MIN(AP116,360/'Roof Bay Analysis'!$I$51*AR116)","v":550},7.5,null,"36LH11",72,159,1566.7836708781842,null,0.96713883170216708,null,"36LH11",1620.0194010622452]
[20016.055,20016.0825,20,null,16,"K",6,"16K 6",550,825,426,{"$f":"MIN(I117,360/'Roof Bay Analysis'!$I$51*K117)","v":550},8.1,null,"NA","NA","NA",{"$f":"IF($Q$3>$U86,\"NA\",R86)","v":"NA"},"NA","NA","NA","NA",40,null,"NA","NA","NA",{"$f":"IF($O$1=\"ASD\",IF($Q$2>$AC86,\"NA\",AB86),IF($Q$2>$AD86,\"NA\",AB86))","v":"NA"},"NA","NA","NA","NA",40,null,20016.055,20,null,16,"K",6,"16K 6",550,825,426,{"$f":"MIN(AP117,360/'Roof Bay Analysis'!$I$51*AR117)","v":550},8.1,null,"36LH12",72,187,1842.6952607183678,null,0.97220721895944751,null,"36LH12",1895.3729459966394]
[20016.055,20016.0825,20,null,16,"K",7,"16K 7",550,825,426,{"$f":"MIN(I118,360/'Roof Bay Analysis'!$I$51*K118)","v":550},8.6,null,"NA","NA","NA",{"$f":"IF($Q$3>$U87,\"NA\",R87)","v":"NA"},"NA","NA","NA","NA",44,null,"NA","NA","NA",{"$f":"IF($O$1=\"ASD\",IF($Q$2>$AC87,\"NA\",AB87),IF($Q$2>$AD87,\"NA\",AB87))","v":"NA"},"NA","NA","NA","NA",44,null,20016.055,20,null,16,"K",7,"16K 7",550,825,426,{"$f":"MIN(AP118,360/'Roof Bay Analysis'!$I$51*AR118)","v":550},8.6,null,"36LH13",72,222,2187.5847480185967,null,0.97189400635175993,null,"36LH13",2250.8470406461574]
[20016.055,20016.0825,20,null,16,"K",9,"16K 9",550,825,426,{"$f":"MIN(I119,360/'Roof Bay Analysis'!$I$51*K119)","v":550},10,null,"NA","NA","NA",{"$f":"IF($Q$3>$U88,\"NA\",R88)","v":"NA"},"NA","NA","NA","NA",48,null,"NA","NA","NA",{"$f":"IF($O$1=\"ASD\",IF($Q$2>$AC88,\"NA\",AB88),IF($Q$2>$AD88,\"NA\",AB88))","v":"NA"},"NA","NA","NA","NA",48,null,20016.055,20,null,16,"K",9,"16K 9",550,825,426,{"$f":"MIN(AP119,360/'Roof Bay Analysis'!$I$51*AR119)","v":550},10,null,"36LH14",72,237,2335.3945282901236,null,1.0011532484544319,null,"36LH14",2332.7043406146631]
[20018.046300000002,20018.069449999999,20,null,18,"K",3,"18K 3",463,694.5,423,{"$f":"MIN(I120,360/'Roof Bay Analysis'!$I$51*K120)","v":463},6.4,null,"NA","NA","NA",{"$f":"IF($Q$3>$U89,\"NA\",R89)","v":"NA"},{"$f":"IF($Q$3>$U89,\"NA\",S89)","v":"NA"},"NA","NA",{"$f":"IF($Q$3>$U89,\"NA\",V89)","v":"NA"},52,null,"NA",{"$f":"IF($O$1=\"ASD\",IF($Q$2>$AC89,\"NA\",Z89),IF($Q$2>$AD89,\"NA\",Z89))","v":"NA"},"NA",{"$f":"IF($O$1=\"ASD\",IF($Q$2>$AC89,\"NA\",AB89),IF($Q$2>$AD89,\"NA\",AB89))","v":"NA"},{"$f":"IF($O$1=\"ASD\",IF($Q$2>$AC89,\"NA\",AC89),IF($Q$2>$AD89,\"NA\",AC89))","v":"NA"},"NA","NA","NA",52,null,20018.046300000002,20,null,18,"K",3,"18K 3",463,694.5,423,{"$f":"MIN(AP120,360/'Roof Bay Analysis'!$I$51*AR120)","v":463},6.4,null,"36LH15",72,263,2591.5981474274367,null,0.97540583654704827,null,"36LH15",2656.943448894805]
[20018.055,20018.0825,20,null,18,"K",4,"18K 4",550,825,490,{"$f":"MIN(I121,360/'Roof Bay Analysis'!$I$51*K121)","v":550},7.2,null,"NA","NA","NA",{"$f":"IF($Q$3>$U90,\"NA\",R90)","v":"NA"},"NA","NA","NA","NA",56,null,"NA","NA","NA",{"$f":"IF($O$1=\"ASD\",IF($Q$2>$AC90,\"NA\",AB90),IF($Q$2>$AD90,\"NA\",AB90))","v":"NA"},"NA","NA","NA","NA",56,null,20018.055,20,null,18,"K",4,"18K 4",550,825,490,{"$f":"MIN(AP121,360/'Roof Bay Analysis'!$I$51*AR121)","v":550},7.2,null,"40LH 8",80,86,1164.0793941212237,null,0.97847348960411495,null,"40LH08",1189.6892521760644]
[20018.055,20018.0825,20,null,18,"K",5,"18K 5",550,825,490,{"$f":"MIN(I122,360/'Roof Bay Analysis'!$I$51*K122)","v":550},7.7,null,"NA","NA","NA",{"$f":"IF($Q$3>$U91,\"NA\",R91)","v":"NA"},"NA","NA","NA","NA",60,null,"NA","NA","NA",{"$f":"IF($O$1=\"ASD\",IF($Q$2>$AC91,\"NA\",AB91),IF($Q$2>$AD91,\"NA\",AB91))","v":"NA"},"NA","NA","NA","NA",60,null,20018.055,20,null,18,"K",5,"18K 5",550,825,490,{"$f":"MIN(AP122,360/'Roof Bay Analysis'!$I$51*AR122)","v":550},7.7,null,"40LH 9",80,113,1529.546180647654,null,1.0088630209670204,null,"40LH09",1516.1088758923345]
[20018.055,20018.0825,20,null,18,"K",6,"18K 6",550,825,490,{"$f":"MIN(I123,360/'Roof Bay Analysis'!$I$51*K123)","v":550},8.4,null,"NA","NA","NA",{"$f":"IF($Q$3>$U92,\"NA\",R92)","v":"NA"},"NA","NA","NA","NA",64,null,"NA","NA","NA",{"$f":"IF($O$1=\"ASD\",IF($Q$2>$AC92,\"NA\",AB92),IF($Q$2>$AD92,\"NA\",AB92))","v":"NA"},"NA","NA","NA","NA",64,null,20018.055,20,null,18,"K",6,"18K 6",550,825,490,{"$f":"MIN(AP123,360/'Roof Bay Analysis'!$I$51*AR123)","v":550},8.4,null,"40LH10",80,124,1678.4400566399036,null,0.94834777675791981,null,"40LH10",1769.8571112571406]
[20018.055,20018.0825,20,null,18,"K",7,"18K 7",550,825,490,{"$f":"MIN(I124,360/'Roof Bay Analysis'!$I$51*K124)","v":550},8.9,null,"NA","NA","NA",{"$f":"IF($Q$3>$U93,\"NA\",R93)","v":"NA"},"NA","NA","NA","NA",68,null,"NA","NA","NA",{"$f":"IF($O$1=\"ASD\",IF($Q$2>$AC93,\"NA\",AB93),IF($Q$2>$AD93,\"NA\",AB93))","v":"NA"},"NA","NA","NA","NA",68,null,20018.055,20,null,18,"K",7,"18K 7",550,825,490,{"$f":"MIN(AP124,360/'Roof Bay Analysis'!$I$51*AR124)","v":550},8.9,null,"40LH11",80,135,1827.3339326321532,null,0.94889550626244246,null,"40LH11",1925.7483258928567]
[20018.055,20018.0825,20,null,18,"K",9,"18K 9",550,825,490,{"$f":"MIN(I125,360/'Roof Bay Analysis'!$I$51*K125)","v":550},10.1,null,"NA","NA","NA",{"$f":"IF($Q$3>$U94,\"NA\",R94)","v":"NA"},"NA","NA","NA","NA",72,null,"NA","NA","NA",{"$f":"IF($O$1=\"ASD\",IF($Q$2>$AC94,\"NA\",AB94),IF($Q$2>$AD94,\"NA\",AB94))","v":"NA"},"NA","NA","NA","NA",72,null,20018.055,20,null,18,"K",9,"18K 9",550,825,490,{"$f":"MIN(AP125,360/'Roof Bay Analysis'!$I$51*AR125)","v":550},10.1,null,"40LH12",80,163,2206.3365260669702,null,0.98859845092330878,null,"40LH12",2231.7823015060826]
[20018.055,20018.0825,20,null,18,"K",10,"18K10",550,825,490,{"$f":"MIN(I126,360/'Roof Bay Analysis'!$I$51*K126)","v":550},11.6,null,"NA","NA","NA",{"$f":"IF($Q$3>$U95,\"NA\",R95)","v":"NA"},"NA","NA","NA","NA",80,null,"NA","NA","NA",{"$f":"IF($O$1=\"ASD\",IF($Q$2>$AC95,\"NA\",AB95),IF($Q$2>$AD95,\"NA\",AB95))","v":"NA"},"NA","NA","NA","NA",80,null,20018.055,20,null,18,"K",10,"18K10",550,825,490,{"$f":"MIN(AP126,360/'Roof Bay Analysis'!$I$51*AR126)","v":550},11.6,null,"40LH13",80,192,2598.8749264101734,null,0.96210089653194553,null,"40LH13",2701.2498749125534]
[20020.0517,20020.077550000002,20,null,20,"K",3,"20K 3",517,775.5,517,{"$f":"MIN(I127,360/'Roof Bay Analysis'!$I$51*K127)","v":517},6.5,null,"NA","NA","NA",{"$f":"IF($Q$3>$U96,\"NA\",R96)","v":"NA"},"NA","NA","NA","NA",88,null,"NA","NA","NA",{"$f":"IF($O$1=\"ASD\",IF($Q$2>$AC96,\"NA\",AB96),IF($Q$2>$AD96,\"NA\",AB96))","v":"NA"},"NA","NA","NA","NA",88,null,20020.0517,20,null,20,"K",3,"20K 3",517,775.5,517,{"$f":"MIN(AP127,360/'Roof Bay Analysis'!$I$51*AR127)","v":517},6.5,null,"40LH14",80,216,2923.7342922114449,null,0.96328997861606835,null,"40LH14",3035.1548932460523]
[20020.055,20020.0825,20,null,20,"K",4,"20K 4",550,825,550,{"$f":"MIN(I128,360/'Roof Bay Analysis'!$I$51*K128)","v":550},7.2,null,"NA","NA","NA",{"$f":"IF($Q$3>$U97,\"NA\",R97)","v":"NA"},"NA","NA","NA","NA",96,null,"NA","NA","NA",{"$f":"IF($O$1=\"ASD\",IF($Q$2>$AC97,\"NA\",AB97),IF($Q$2>$AD97,\"NA\",AB97))","v":"NA"},"NA","NA","NA","NA",96,null,20020.055,20,null,20,"K",4,"20K 4",550,825,550,{"$f":"MIN(AP128,360/'Roof Bay Analysis'!$I$51*AR128)","v":550},7.2,null,"40LH15",80,239,3235.0578511043304,null,0.97550171326334889,null,"40LH15",3316.3015575668046]
[20020.055,20020.0825,20,null,20,"K",5,"20K 5",550,825,550,{"$f":"MIN(I129,360/'Roof Bay Analysis'!$I$51*K129)","v":550},7.7,null,"NA","NA","NA",{"$f":"IF($Q$3>$U98,\"NA\",R98)","v":"NA"},"NA","NA","NA","NA",104,null,"NA",{"$f":"IF($O$1=\"ASD\",IF($Q$2>$AC98,\"NA\",Z98),IF($Q$2>$AD98,\"NA\",Z98))","v":"NA"},"NA",{"$f":"IF($O$1=\"ASD\",IF($Q$2>$AC98,\"NA\",AB98),IF($Q$2>$AD98,\"NA\",AB98))","v":"NA"},"NA","NA","NA","NA",104,null,20020.055,20,null,20,"K",5,"20K 5",550,825,550,{"$f":"MIN(AP129,360/'Roof Bay Analysis'!$I$51*AR129)","v":550},7.7,null,"40LH16",80,282,3817.0975481649421,null,0.9984233153844142,null,"40LH16",3823.1254111842113]
[20020.055,20020.0825,20,null,20,"K",6,"20K 6",550,825,550,{"$f":"MIN(I130,360/'Roof Bay Analysis'!$I$51*K130)","v":550},8.4,null,"NA","NA","NA",{"$f":"IF($Q$3>$U99,\"NA\",R99)","v":"NA"},"NA","NA","NA","NA",112,null,"NA","NA","NA",{"$f":"IF($O$1=\"ASD\",IF($Q$2>$AC99,\"NA\",AB99),IF($Q$2>$AD99,\"NA\",AB99))","v":"NA"},"NA","NA","NA","NA",112,null,20020.055,20,null,20,"K",6,"20K 6",550,825,550,{"$f":"MIN(AP130,360/'Roof Bay Analysis'!$I$51*AR130)","v":550},8.4,null,"44LH 9",88,96,{"$f":"26.767*AX130*(AW130-0.33)^3*10^-6","v":1731.5058039453622},null,0.97467664270735854,null,"44LH09",1776.4925597639849]
[20020.055,20020.0825,20,null,20,"K",7,"20K 7",550,825,550,{"$f":"MIN(I131,360/'Roof Bay Analysis'!$I$51*K131)","v":550},8.9,null,"NA","NA","NA",{"$f":"IF($Q$3>$U100,\"NA\",R100)","v":"NA"},"NA","NA","NA","NA",120,null,"NA","NA","NA",{"$f":"IF($O$1=\"ASD\",IF($Q$2>$AC100,\"NA\",AB100),IF($Q$2>$AD100,\"NA\",AB100))","v":"NA"},"NA","NA","NA","NA",120,null,20020.055,20,null,20,"K",7,"20K 7",550,825,550,{"$f":"MIN(AP131,360/'Roof Bay Analysis'!$I$51*AR131)","v":550},8.9,null,"44LH10",88,106,1911.8709918563375]
[{"$f":"C132*1000+E132+I132/10000","v":20020.055},{"$f":"C132*1000+E132+J132/10000","v":20020.0825},20,null,20,"K",9,"20K 9",550,{"$f":"1.5*I132","v":825},550,{"$f":"MIN(I132,360/'Roof Bay Analysis'!$I$51*K132)","v":550},10.1,null,null,null,null,null,null,null,null,null,null,null,null,null,null,null,null,null,null,null,null,null,{"$f":"AJ132*1000+AL132+AS132/10000","v":20020.055},20,null,20,"K",9,"20K 9",550,{"$f":"1.5*AP132","v":825},550,{"$f":"MIN(AP132,360/'Roof Bay Analysis'!$I$51*AR132)","v":550},10.1,null,"44LH11",88,115,2074.199660976215,null,"Average"]
[20020.055,20020.0825,20,null,{"$f":"VALUE(LEFT(H133,2))","v":20},{"$f":"MID(H133,3,LEN(H133)-4)","v":"K"},{"$f":"VALUE(RIGHT(H133,2))","v":10},"20K10",550,825,550,{"$f":"MIN(I133,360/'Roof Bay Analysis'!$I$51*K133)","v":550},11.6,null,"Select lightest joist option for total load (black load).",null,null,null,null,null,null,null,null,null,"Select lightest joist option for deflection (red load).",null,null,null,null,null,null,null,null,null,20020.055,20,null,{"$f":"VALUE(LEFT(AO133,2))","v":20},{"$f":"MID(AO133,3,LEN(AO133)-4)","v":"K"},{"$f":"VALUE(RIGHT(AO133,2))","v":10},"20K10",550,825,550,{"$f":"MIN(AP133,360/'Roof Bay Analysis'!$I$51*AR133)","v":550},11.6,null,"44LH12",88,139,2507.0761119625554,null,{"$f":"AVERAGE(BA4:BA130)","v":0.96479916903558238}]
[21012.021799999999,21012.0327,21,null,12,"K",1,"12K 1",218,327,123,{"$f":"MIN(I134,360/'Roof Bay Analysis'!$I$51*K134)","v":184.5},5,null,null,null,null,null,null,null,null,null,null,null,null,null,null,null,null,null,null,null,null,null,21012.01845,21,null,12,"K",1,"12K 1",218,327,123,{"$f":"MIN(AP134,360/'Roof Bay Analysis'!$I$51*AR134)","v":184.5},5,null,"44LH13",88,167,3012.0986381132861]
[21012.027300000002,21012.040949999999,21,null,12,"K",3,"12K 3",273,409.5,153,{"$f":"MIN(I135,360/'Roof Bay Analysis'!$I$51*K135)","v":229.5},5.7,null,null,{"$f":"INDEX($P$104:$P$131,MATCH($V$135,$V$104:$V$131,0))","v":30018.0203},{"$f":"INDEX($Q$104:$Q$131,MATCH($V$135,$V$104:$V$131,0))","v":18},{"$f":"INDEX($R$104:$R$131,MATCH($V$135,$V$104:$V$131,0))","v":"18K 3"},{"$f":"INDEX($S$104:$S$131,MATCH($V$135,$V$104:$V$131,0))","v":203},{"$f":"INDEX($T$104:$T$131,MATCH($V$135,$V$104:$V$131,0))","v":304.5},{"$f":"INDEX($U$104:$U$131,MATCH($V$135,$V$104:$V$131,0))","v":184.5},{"$f":"MIN($V$104:$V$131)","v":6.4},null,null,null,{"$f":"INDEX($Z$104:$Z$131,MATCH($AF$135,$AF$104:$AF$131,0))","v":30018.01845},{"$f":"INDEX($AA$104:$AA$131,MATCH($AF$135,$AF$104:$AF$131,0))","v":18},{"$f":"INDEX($AB$104:$AB$131,MATCH($AF$135,$AF$104:$AF$131,0))","v":"18K 3"},{"$f":"INDEX($AC$104:$AC$131,MATCH($AF$135,$AF$104:$AF$131,0))","v":203},{"$f":"INDEX($AD$104:$AD$131,MATCH($AF$135,$AF$104:$AF$131,0))","v":304.5},{"$f":"INDEX($AE$104:$AE$131,MATCH($AF$135,$AF$104:$AF$131,0))","v":184.5},{"$f":"MIN($AF$104:$AF$131)","v":6.4},null,null,21012.022949999999,21,null,12,"K",3,"12K 3",273,409.5,153,{"$f":"MIN(AP135,360/'Roof Bay Analysis'!$I$51*AR135)","v":229.5},5.7,null,"44LH14",88,187,3372.8290139352366]
[21012.037,21012.055499999999,21,null,12,"K",5,"12K 5",370,555,198,{"$f":"MIN(I136,360/'Roof Bay Analysis'!$I$51*K136)","v":297},7.1,null,null,null,null,null,null,null,null,null,null,null,null,null,null,null,null,null,null,null,null,null,21012.029699999999,21,null,12,"K",5,"12K 5",370,555,198,{"$f":"MIN(AP136,360/'Roof Bay Analysis'!$I$51*AR136)","v":297},7.1,null,"44LH15",88,219,3949.9976152503573]
[21014.025699999998,21014.038550000001,21,null,14,"K",1,"14K 1",257,385.5,170,{"$f":"MIN(I137,360/'Roof Bay Analysis'!$I$51*K137)","v":255},5.2,null,"Copy lightest joist option for deflection (red load) from other tables.",null,null,null,null,null,null,null,null,null,null,null,null,null,null,null,null,null,null,null,21014.0255,21,null,14,"K",1,"14K 1",257,385.5,170,{"$f":"MIN(AP137,360/'Roof Bay Analysis'!$I$51*AR137)","v":255},5.2,null,"44LH16",88,255,4599.3122917298688]
[21014.032200000001,21014.048299999999,21,null,14,"K",3,"14K 3",322,483,212,{"$f":"MIN(I138,360/'Roof Bay Analysis'!$I$51*K138)","v":318},6,null,null,null,null,null,null,null,null,null,null,null,null,null,null,null,null,null,null,null,null,null,21014.031800000001,21,null,14,"K",3,"14K 3",322,483,212,{"$f":"MIN(AP138,360/'Roof Bay Analysis'!$I$51*AR138)","v":318},6,null,"44LH17",88,285,5140.407855462794]
[21014.038799999998,21014.058199999999,21,null,14,"K",4,"14K 4",388,582,248,{"$f":"MIN(I139,360/'Roof Bay Analysis'!$I$51*K139)","v":372},6.7,null,null,{"$f":"Z135","v":30018.01845},18,"18K 3",203,304.5,184.5,6.4,null,null,null,null,null,null,null,null,null,null,null,null,21014.037199999999,21,null,14,"K",4,"14K 4",388,582,248,{"$f":"MIN(AP139,360/'Roof Bay Analysis'!$I$51*AR139)","v":372},6.7,null,"48LH10",96,90,2109.4514301211848]
[21014.047500000001,21014.071250000001,21,null,14,"K",6,"14K 6",475,712.5,299,{"$f":"MIN(I140,360/'Roof Bay Analysis'!$I$51*K140)","v":448.5},7.7,null,null,null,null,null,null,null,null,null,null,null,null,null,null,null,null,null,null,null,null,null,21014.044849999998,21,null,14,"K",6,"14K 6",475,712.5,299,{"$f":"MIN(AP140,360/'Roof Bay Analysis'!$I$51*AR140)","v":448.5},7.7,null,"48LH11",96,97,2273.5198746861661]
[21016.033299999999,21016.049950000001,21,null,16,"K",2,"16K 2",333,499.5,255,{"$f":"MIN(I141,360/'Roof Bay Analysis'!$I$51*K141)","v":333},5.5,null,"Select lighter joist option which meets total load and deflection requirements.",null,null,null,null,null,null,null,null,null,null,null,null,null,null,null,null,null,null,null,21016.033299999999,21,null,16,"K",2,"16K 2",333,499.5,255,{"$f":"MIN(AP141,360/'Roof Bay Analysis'!$I$51*AR141)","v":333},5.5,null,"48LH12",96,122,2859.4786052753843]
[21016.037100000001,21016.055649999998,21,null,16,"K",3,"16K 3",371,556.5,285,{"$f":"MIN(I142,360/'Roof Bay Analysis'!$I$51*K142)","v":371},6.3,null,null,null,null,null,null,null,null,null,null,null,null,null,null,null,null,null,null,null,null,null,21016.037100000001,21,null,16,"K",3,"16K 3",371,556.5,285,{"$f":"MIN(AP142,360/'Roof Bay Analysis'!$I$51*AR142)","v":371},6.3,null,"48LH13",96,145,3398.5606374174649]
[21016.044699999999,21016.067050000001,21,null,16,"K",4,"16K 4",447,670.5,333,{"$f":"MIN(I143,360/'Roof Bay Analysis'!$I$51*K143)","v":447},7,null,null,"ID","Depth","Type","ASD Load","LRFD Load",{"$f":"\"L/\"&'Roof Bay Analysis'!$I$51&\" Load\"","v":"L/240 Load"},"Weight",null,null,null,null,null,null,null,null,null,null,null,null,21016.044699999999,21,null,16,"K",4,"16K 4",447,670.5,333,{"$f":"MIN(AP143,360/'Roof Bay Analysis'!$I$51*AR143)","v":447},7,null,"48LH14",96,171,4007.9577172302515]
[21016.050299999999,21016.07545,21,null,16,"K",5,"16K 5",503,754.5,373,{"$f":"MIN(I144,360/'Roof Bay Analysis'!$I$51*K144)","v":503},7.5,null,null,{"$f":"INDEX(P135:P139,MATCH($V144,$V135:$V139,0))","v":30018.0203},18,"18K 3",{"$f":"INDEX(S135:S139,MATCH($V144,$V135:$V139,0))","v":203},304.5,{"$f":"INDEX(U135:U139,MATCH($V144,$V135:$V139,0))","v":184.5},{"$f":"IF(AND(V135>0,V139>0),MIN(V135,V139),MAX(V135,V139))","v":6.4},null,null,null,null,null,null,null,null,null,null,null,null,21016.050299999999,21,null,16,"K",5,"16K 5",503,754.5,373,{"$f":"MIN(AP144,360/'Roof Bay Analysis'!$I$51*AR144)","v":503},7.5,null,"48LH15",96,195,4570.4780985959005]
[21016.054800000002,21016.082200000001,21,null,16,"K",6,"16K 6",548,822,405,{"$f":"MIN(I145,360/'Roof Bay Analysis'!$I$51*K145)","v":548},8.1,null,null,null,null,null,null,null,null,null,null,null,null,null,null,null,null,null,null,null,null,null,21016.054800000002,21,null,16,"K",6,"16K 6",548,822,405,{"$f":"MIN(AP145,360/'Roof Bay Analysis'!$I$51*AR145)","v":548},8.1,null,"48LH16",96,225,5273.6285753029624]
[21016.055,21016.0825,21,null,16,"K",7,"16K 7",550,825,406,{"$f":"MIN(I146,360/'Roof Bay Analysis'!$I$51*K146)","v":550},8.6,null,null,null,null,null,null,null,"L/360 Load",null,null,null,null,null,null,null,null,null,null,null,null,null,21016.055,21,null,16,"K",7,"16K 7",550,825,406,{"$f":"MIN(AP146,360/'Roof Bay Analysis'!$I$51*AR146)","v":550},8.6,null,"48LH17",96,252,5906.4640043393183]
[21016.055,21016.0825,21,null,16,"K",9,"16K 9",550,825,406,{"$f":"MIN(I147,360/'Roof Bay Analysis'!$I$51*K147)","v":550},10,null,null,null,null,null,null,null,{"$f":"INDEX($K$4:$K$1424,MATCH($P$144,IF($O$1=\"ASD\",$A$4:$A$1424,$B$4:$B$1424)))","v":123},null,null,null,null,null,null,null,null,null,null,null,null,null,21016.055,21,null,16,"K",9,"16K 9",550,825,406,{"$f":"MIN(AP147,360/'Roof Bay Analysis'!$I$51*AR147)","v":550},10,null,"52DLH10",104,110,3280.5879072779908]
[21018.042000000001,21018.062999999998,21,null,18,"K",3,"18K 3",420,630,364,{"$f":"MIN(I148,360/'Roof Bay Analysis'!$I$51*K148)","v":420},6.4,null,null,null,null,null,null,null,null,null,null,null,null,null,null,null,null,null,null,null,null,null,21018.042000000001,21,null,18,"K",3,"18K 3",420,630,364,{"$f":"MIN(AP148,360/'Roof Bay Analysis'!$I$51*AR148)","v":420},6.4,null,"52DLH11",104,120,3578.8231715759898]
[21018.050599999999,21018.0759,21,null,18,"K",4,"18K 4",506,759,426,{"$f":"MIN(I149,360/'Roof Bay Analysis'!$I$51*K149)","v":506},7.2,null,null,null,null,null,null,null,null,null,null,null,null,null,null,null,null,null,null,null,null,null,21018.050599999999,21,null,18,"K",4,"18K 4",506,759,426,{"$f":"MIN(AP149,360/'Roof Bay Analysis'!$I$51*AR149)","v":506},7.2,null,"52DLH12",104,132,3936.7054887335894]
[21018.055,21018.0825,21,null,18,"K",5,"18K 5",550,825,460,{"$f":"MIN(I150,360/'Roof Bay Analysis'!$I$51*K150)","v":550},7.7,null,null,null,null,null,null,null,null,null,null,null,null,null,null,null,null,null,null,null,null,null,21018.055,21,null,18,"K",5,"18K 5",550,825,460,{"$f":"MIN(AP150,360/'Roof Bay Analysis'!$I$51*AR150)","v":550},7.7,null,"52DLH13",104,159,4741.9407023381864]
[21018.055,21018.0825,21,null,18,"K",6,"18K 6",550,825,460,{"$f":"MIN(I151,360/'Roof Bay Analysis'!$I$51*K151)","v":550},8.4,null,null,null,null,null,null,null,null,null,null,null,null,null,null,null,null,null,null,null,null,null,21018.055,21,null,18,"K",6,"18K 6",550,825,460,{"$f":"MIN(AP151,360/'Roof Bay Analysis'!$I$51*AR151)","v":550},8.4,null,"52DLH14",104,178,5308.5877045043844]
[21018.055,21018.0825,21,null,18,"K",7,"18K 7",550,825,460,{"$f":"MIN(I152,360/'Roof Bay Analysis'!$I$51*K152)","v":550},8.9,null,null,null,null,null,null,null,null,null,null,null,null,null,null,null,null,null,null,null,null,null,21018.055,21,null,18,"K",7,"18K 7",550,825,460,{"$f":"MIN(AP152,360/'Roof Bay Analysis'!$I$51*AR152)","v":550},8.9,null,"52DLH15",104,201,{"$f":"26.767*AX152*(AW152-0.33)^3*10^-6","v":5994.5288123897826}]
[21018.055,21018.0825,21,null,18,"K",9,"18K 9",550,825,460,{"$f":"MIN(I153,360/'Roof Bay Analysis'!$I$51*K153)","v":550},10.1,null,null,null,null,null,null,null,null,null,null,null,null,null,null,null,null,null,null,null,null,null,21018.055,21,null,18,"K",9,"18K 9",550,825,460,{"$f":"MIN(AP153,360/'Roof Bay Analysis'!$I$51*AR153)","v":550},10.1,null,"52DLH16",104,224,6680.4699202751817]
[21018.055,21018.0825,21,null,18,"K",10,"18K10",550,825,460,{"$f":"MIN(I154,360/'Roof Bay Analysis'!$I$51*K154)","v":550},11.6,null,null,null,null,null,null,null,null,null,null,null,null,null,null,null,null,null,null,null,null,null,21018.055,21,null,18,"K",10,"18K10",550,825,460,{"$f":"MIN(AP154,360/'Roof Bay Analysis'!$I$51*AR154)","v":550},11.6,null,"52DLH17",104,255,7604.9992395989784]
[21020.0468,21020.070199999998,21,null,20,"K",3,"20K 3",468,702,453,{"$f":"MIN(I155,360/'Roof Bay Analysis'!$I$51*K155)","v":468},6.5,null,null,null,null,null,null,null,null,null,null,null,null,null,null,null,null,null,null,null,null,null,21020.0468,21,null,20,"K",3,"20K 3",468,702,453,{"$f":"MIN(AP155,360/'Roof Bay Analysis'!$I$51*AR155)","v":468},6.5,null,"56DLH11",112,113,4211.9934856183972]
[21020.055,21020.0825,21,null,20,"K",4,"20K 4",550,825,520,{"$f":"MIN(I156,360/'Roof Bay Analysis'!$I$51*K156)","v":550},7.2,null,null,null,null,null,null,null,null,null,null,null,null,null,null,null,null,null,null,null,null,null,21020.055,21,null,20,"K",4,"20K 4",550,825,520,{"$f":"MIN(AP156,360/'Roof Bay Analysis'!$I$51*AR156)","v":550},7.2,null,"56DLH12",112,123,4584.736271956308]
[21020.055,21020.0825,21,null,20,"K",5,"20K 5",550,825,520,{"$f":"MIN(I157,360/'Roof Bay Analysis'!$I$51*K157)","v":550},7.7,null,null,null,null,null,null,null,null,null,null,null,null,null,null,null,null,null,null,null,null,null,21020.055,21,null,20,"K",5,"20K 5",550,825,520,{"$f":"MIN(AP157,360/'Roof Bay Analysis'!$I$51*AR157)","v":550},7.7,null,"56DLH13",112,149,5553.867516434877]
[21020.055,21020.0825,21,null,20,"K",6,"20K 6",550,825,520,{"$f":"MIN(I158,360/'Roof Bay Analysis'!$I$51*K158)","v":550},8.4,null,null,null,null,null,null,null,null,null,null,null,null,null,null,null,null,null,null,null,null,null,21020.055,21,null,20,"K",6,"20K 6",550,825,520,{"$f":"MIN(AP158,360/'Roof Bay Analysis'!$I$51*AR158)","v":550},8.4,null,"56DLH14",112,167,6224.8045318431177]
[21020.055,21020.0825,21,null,20,"K",7,"20K 7",550,825,520,{"$f":"MIN(I159,360/'Roof Bay Analysis'!$I$51*K159)","v":550},8.9,null,null,null,null,null,null,null,null,null,null,null,null,null,null,null,null,null,null,null,null,null,21020.055,21,null,20,"K",7,"20K 7",550,825,520,{"$f":"MIN(AP159,360/'Roof Bay Analysis'!$I$51*AR159)","v":550},8.9,null,"56DLH15",112,188,7007.5643831527314]
[21020.055,21020.0825,21,null,20,"K",9,"20K 9",550,825,520,{"$f":"MIN(I160,360/'Roof Bay Analysis'!$I$51*K160)","v":550},10.1,null,null,null,null,null,null,null,null,null,null,null,null,null,null,null,null,null,null,null,null,null,21020.055,21,null,20,"K",9,"20K 9",550,825,520,{"$f":"MIN(AP160,360/'Roof Bay Analysis'!$I$51*AR160)","v":550},10.1,null,"56DLH16",112,209,7790.324234462345]
[21020.055,21020.0825,21,null,20,"K",10,"20K10",550,825,520,{"$f":"MIN(I161,360/'Roof Bay Analysis'!$I$51*K161)","v":550},11.6,null,null,null,null,null,null,null,null,null,null,null,null,null,null,null,null,null,null,null,null,null,21020.055,21,null,20,"K",10,"20K10",550,825,520,{"$f":"MIN(AP161,360/'Roof Bay Analysis'!$I$51*AR161)","v":550},11.6,null,"56DLH17",112,238,8871.2783148422877]
[22012.019899999999,22012.029849999999,22,null,12,"K",1,"12K 1",199,298.5,106,{"$f":"MIN(I162,360/'Roof Bay Analysis'!$I$51*K162)","v":159},5,null,null,null,null,null,null,null,null,null,null,null,null,null,null,null,null,null,null,null,null,null,22012.015899999999,22,null,12,"K",1,"12K 1",199,298.5,106,{"$f":"MIN(AP162,360/'Roof Bay Analysis'!$I$51*AR162)","v":159},5,null,"60DLH12",120,115,5275.3759168473671]
[22012.0249,22012.037349999999,22,null,12,"K",3,"12K 3",249,373.5,132,{"$f":"MIN(I163,360/'Roof Bay Analysis'!$I$51*K163)","v":198},5.7,null,null,null,null,null,null,null,null,null,null,null,null,null,null,null,null,null,null,null,null,null,22012.019799999998,22,null,12,"K",3,"12K 3",249,373.5,132,{"$f":"MIN(AP163,360/'Roof Bay Analysis'!$I$51*AR163)","v":198},5.7,null,"60DLH13",120,139,6376.3239342763818]
[22012.0337,22012.05055,22,null,12,"K",5,"12K 5",337,505.5,172,{"$f":"MIN(I164,360/'Roof Bay Analysis'!$I$51*K164)","v":258},7.1,null,null,null,null,null,null,null,null,null,null,null,null,null,null,null,null,null,null,null,null,null,22012.025799999999,22,null,12,"K",5,"12K 5",337,505.5,172,{"$f":"MIN(AP164,360/'Roof Bay Analysis'!$I$51*AR164)","v":258},7.1,null,"60DLH14",120,149,6835.0522748718058]
[22014.023399999998,22014.035100000001,22,null,14,"K",1,"14K 1",234,351,147,{"$f":"MIN(I165,360/'Roof Bay Analysis'!$I$51*K165)","v":220.5},5.2,null,null,null,null,null,null,null,null,null,null,null,null,null,null,null,null,null,null,null,null,null,22014.02205,22,null,14,"K",1,"14K 1",234,351,147,{"$f":"MIN(AP165,360/'Roof Bay Analysis'!$I$51*AR165)","v":220.5},5.2,null,"60DLH15",120,175,8027.7459604199057]
[22014.029299999998,22014.043949999999,22,null,14,"K",3,"14K 3",293,439.5,184,{"$f":"MIN(I166,360/'Roof Bay Analysis'!$I$51*K166)","v":276},6,null,null,null,null,null,null,null,null,null,null,null,null,null,null,null,null,null,null,null,null,null,22014.027600000001,22,null,14,"K",3,"14K 3",293,439.5,184,{"$f":"MIN(AP166,360/'Roof Bay Analysis'!$I$51*AR166)","v":276},6,null,"60DLH16",120,196,8991.0754756702954]
[22014.0353,22014.052950000001,22,null,14,"K",4,"14K 4",353,529.5,215,{"$f":"MIN(I167,360/'Roof Bay Analysis'!$I$51*K167)","v":322.5},6.7,null,null,null,null,null,null,null,null,null,null,null,null,null,null,null,null,null,null,null,null,null,22014.03225,22,null,14,"K",4,"14K 4",353,529.5,215,{"$f":"MIN(AP167,360/'Roof Bay Analysis'!$I$51*AR167)","v":322.5},6.7,null,"60DLH17",120,223,10229.641995277938]
[22014.0432,22014.0648,22,null,14,"K",6,"14K 6",432,648,259,{"$f":"MIN(I168,360/'Roof Bay Analysis'!$I$51*K168)","v":388.5},7.7,null,null,null,null,null,null,null,null,null,null,null,null,null,null,null,null,null,null,null,null,null,22014.038850000001,22,null,14,"K",6,"14K 6",432,648,259,{"$f":"MIN(AP168,360/'Roof Bay Analysis'!$I$51*AR168)","v":388.5},7.7,null,"60DLH18",120,252,11559.954183004666]
[22016.030299999999,22016.045450000001,22,null,16,"K",2,"16K 2",303,454.5,222,{"$f":"MIN(I169,360/'Roof Bay Analysis'!$I$51*K169)","v":303},5.5,null,null,null,null,null,null,null,null,null,null,null,null,null,null,null,null,null,null,null,null,null,22016.030299999999,22,null,16,"K",2,"16K 2",303,454.5,222,{"$f":"MIN(AP169,360/'Roof Bay Analysis'!$I$51*AR169)","v":303},5.5,null,"64DLH12",128,109,6071.4548814848331]
[22016.0337,22016.05055,22,null,16,"K",3,"16K 3",337,505.5,247,{"$f":"MIN(I170,360/'Roof Bay Analysis'!$I$51*K170)","v":337},6.3,null,null,null,null,null,null,null,null,null,null,null,null,null,null,null,null,null,null,null,null,null,22016.0337,22,null,16,"K",3,"16K 3",337,505.5,247,{"$f":"MIN(AP170,360/'Roof Bay Analysis'!$I$51*AR170)","v":337},6.3,null,"64DLH13",128,131,7296.8861419680106]
[22016.0406,22016.0609,22,null,16,"K",4,"16K 4",406,609,289,{"$f":"MIN(I171,360/'Roof Bay Analysis'!$I$51*K171)","v":406},7,null,null,null,null,null,null,null,null,null,null,null,null,null,null,null,null,null,null,null,null,null,22016.0406,22,null,16,"K",4,"16K 4",406,609,289,{"$f":"MIN(AP171,360/'Roof Bay Analysis'!$I$51*AR171)","v":406},7,null,"64DLH14",128,140,7798.1989303474929]
[22016.0458,22016.0687,22,null,16,"K",5,"16K 5",458,687,323,{"$f":"MIN(I172,360/'Roof Bay Analysis'!$I$51*K172)","v":458},7.5,null,null,null,null,null,null,null,null,null,null,null,null,null,null,null,null,null,null,null,null,null,22016.0458,22,null,16,"K",5,"16K 5",458,687,323,{"$f":"MIN(AP172,360/'Roof Bay Analysis'!$I$51*AR172)","v":458},7.5,null,"64DLH15",128,165,9190.7344536238306]
[22016.049800000001,22016.074700000001,22,null,16,"K",6,"16K 6",498,747,351,{"$f":"MIN(I173,360/'Roof Bay Analysis'!$I$51*K173)","v":498},8.1,null,null,null,null,null,null,null,null,null,null,null,null,null,null,null,null,null,null,null,null,null,22016.049800000001,22,null,16,"K",6,"16K 6",498,747,351,{"$f":"MIN(AP173,360/'Roof Bay Analysis'!$I$51*AR173)","v":498},8.1,null,"64DLH16",128,184,10249.061451313846]
[22016.055,22016.0825,22,null,16,"K",7,"16K 7",550,825,385,{"$f":"MIN(I174,360/'Roof Bay Analysis'!$I$51*K174)","v":550},8.6,null,null,null,null,null,null,null,null,null,null,null,null,null,null,null,null,null,null,null,null,null,22016.055,22,null,16,"K",7,"16K 7",550,825,385,{"$f":"MIN(AP174,360/'Roof Bay Analysis'!$I$51*AR174)","v":550},8.6,null,"64DLH17",128,210,11697.298395521238]
[22016.055,22016.0825,22,null,16,"K",9,"16K 9",550,825,385,{"$f":"MIN(I175,360/'Roof Bay Analysis'!$I$51*K175)","v":550},10,null,null,null,null,null,null,null,null,null,null,null,null,null,null,null,null,null,null,null,null,null,22016.055,22,null,16,"K",9,"16K 9",550,825,385,{"$f":"MIN(AP175,360/'Roof Bay Analysis'!$I$51*AR175)","v":550},10,null,"64DLH18",128,237,13201.236760659682]
[22018.038199999999,22018.0573,22,null,18,"K",3,"18K 3",382,573,316,{"$f":"MIN(I176,360/'Roof Bay Analysis'!$I$51*K176)","v":382},6.4,null,null,null,null,null,null,null,null,null,null,null,null,null,null,null,null,null,null,null,null,null,22018.038199999999,22,null,18,"K",3,"18K 3",382,573,316,{"$f":"MIN(AP176,360/'Roof Bay Analysis'!$I$51*AR176)","v":382},6.4,null,"68DLH13",136,124,8288.4411665682619]
[22018.045999999998,22018.069,22,null,18,"K",4,"18K 4",460,690,370,{"$f":"MIN(I177,360/'Roof Bay Analysis'!$I$51*K177)","v":460},7.2,null,null,null,null,null,null,null,null,null,null,null,null,null,null,null,null,null,null,null,null,null,22018.045999999998,22,null,18,"K",4,"18K 4",460,690,370,{"$f":"MIN(AP177,360/'Roof Bay Analysis'!$I$51*AR177)","v":460},7.2,null,"68DLH14",136,133,8890.0215738191855]
[22018.051800000001,22018.077700000002,22,null,18,"K",5,"18K 5",518,777,414,{"$f":"MIN(I178,360/'Roof Bay Analysis'!$I$51*K178)","v":518},7.7,null,null,null,null,null,null,null,null,null,null,null,null,null,null,null,null,null,null,null,null,null,22018.051800000001,22,null,18,"K",5,"18K 5",518,777,414,{"$f":"MIN(AP178,360/'Roof Bay Analysis'!$I$51*AR178)","v":518},7.7,null,"68DLH15",136,148,9892.6555859040564]
[22018.055,22018.0825,22,null,18,"K",6,"18K 6",550,825,438,{"$f":"MIN(I179,360/'Roof Bay Analysis'!$I$51*K179)","v":550},8.4,null,null,null,null,null,null,null,null,null,null,null,null,null,null,null,null,null,null,null,null,null,22018.055,22,null,18,"K",6,"18K 6",550,825,438,{"$f":"MIN(AP179,360/'Roof Bay Analysis'!$I$51*AR179)","v":550},8.4,null,"68DLH16",136,174,11630.554540184497]
[22018.055,22018.0825,22,null,18,"K",7,"18K 7",550,825,438,{"$f":"MIN(I180,360/'Roof Bay Analysis'!$I$51*K180)","v":550},8.9,null,null,null,null,null,null,null,null,null,null,null,null,null,null,null,null,null,null,null,null,null,22018.055,22,null,18,"K",7,"18K 7",550,825,438,{"$f":"MIN(AP180,360/'Roof Bay Analysis'!$I$51*AR180)","v":550},8.9,null,"68DLH17",136,198,13234.768959520292]
[22018.055,22018.0825,22,null,18,"K",9,"18K 9",550,825,438,{"$f":"MIN(I181,360/'Roof Bay Analysis'!$I$51*K181)","v":550},10.1,null,null,null,null,null,null,null,null,null,null,null,null,null,null,null,null,null,null,null,null,null,22018.055,22,null,18,"K",9,"18K 9",550,825,438,{"$f":"MIN(AP181,360/'Roof Bay Analysis'!$I$51*AR181)","v":550},10.1,null,"68DLH18",136,225,15039.510181273057]
[22018.055,22018.0825,22,null,18,"K",10,"18K10",550,825,438,{"$f":"MIN(I182,360/'Roof Bay Analysis'!$I$51*K182)","v":550},11.6,null,null,null,null,null,null,null,null,null,null,null,null,null,null,null,null,null,null,null,null,null,22018.055,22,null,18,"K",10,"18K10",550,825,438,{"$f":"MIN(AP182,360/'Roof Bay Analysis'!$I$51*AR182)","v":550},11.6,null,"68DLH19",136,254,16977.935937970477]
[22020.042600000001,22020.063900000001,22,null,20,"K",3,"20K 3",426,639,393,{"$f":"MIN(I183,360/'Roof Bay Analysis'!$I$51*K183)","v":426},6.5,null,null,null,null,null,null,null,null,null,null,null,null,null,null,null,null,null,null,null,null,null,22020.042600000001,22,null,20,"K",3,"20K 3",426,639,393,{"$f":"MIN(AP183,360/'Roof Bay Analysis'!$I$51*AR183)","v":426},6.5,null,"72DLH14",144,125,9922.2002384194857]
[22020.0514,22020.077099999999,22,null,20,"K",4,"20K 4",514,771,461,{"$f":"MIN(I184,360/'Roof Bay Analysis'!$I$51*K184)","v":514},7.2,null,null,null,null,null,null,null,null,null,null,null,null,null,null,null,null,null,null,null,null,null,22020.0514,22,null,20,"K",4,"20K 4",514,771,461,{"$f":"MIN(AP184,360/'Roof Bay Analysis'!$I$51*AR184)","v":514},7.2,null,"72DLH15",144,140,11112.864267029825]
[22020.055,22020.0825,22,null,20,"K",5,"20K 5",550,825,490,{"$f":"MIN(I185,360/'Roof Bay Analysis'!$I$51*K185)","v":550},7.7,null,null,null,null,null,null,null,null,null,null,null,null,null,null,null,null,null,null,null,null,null,22020.055,22,null,20,"K",5,"20K 5",550,825,490,{"$f":"MIN(AP185,360/'Roof Bay Analysis'!$I$51*AR185)","v":550},7.7,null,"72DLH16",144,165,13097.304314713723]
[22020.055,22020.0825,22,null,20,"K",6,"20K 6",550,825,490,{"$f":"MIN(I186,360/'Roof Bay Analysis'!$I$51*K186)","v":550},8.4,null,null,null,null,null,null,null,null,null,null,null,null,null,null,null,null,null,null,null,null,null,22020.055,22,null,20,"K",6,"20K 6",550,825,490,{"$f":"MIN(AP186,360/'Roof Bay Analysis'!$I$51*AR186)","v":550},8.4,null,"72DLH17",144,188,14922.989158582908]
[22020.055,22020.0825,22,null,20,"K",7,"20K 7",550,825,490,{"$f":"MIN(I187,360/'Roof Bay Analysis'!$I$51*K187)","v":550},8.9,null,null,null,null,null,null,null,null,null,null,null,null,null,null,null,null,null,null,null,null,null,22020.055,22,null,20,"K",7,"20K 7",550,825,490,{"$f":"MIN(AP187,360/'Roof Bay Analysis'!$I$51*AR187)","v":550},8.9,null,"72DLH18",144,212,16828.051604359451]
[22020.055,22020.0825,22,null,20,"K",9,"20K 9",550,825,490,{"$f":"MIN(I188,360/'Roof Bay Analysis'!$I$51*K188)","v":550},10.1,null,null,null,null,null,null,null,null,null,null,null,null,null,null,null,null,null,null,null,null,null,22020.055,22,null,20,"K",9,"20K 9",550,825,490,{"$f":"MIN(AP188,360/'Roof Bay Analysis'!$I$51*AR188)","v":550},10.1,null,"72DLH19",144,241,19130.00205967277]
[22020.055,22020.0825,22,null,20,"K",10,"20K10",550,825,490,{"$f":"MIN(I189,360/'Roof Bay Analysis'!$I$51*K189)","v":550},11.6,null,null,null,null,null,null,null,null,null,null,null,null,null,null,null,null,null,null,null,null,null,22020.055,22,null,20,"K",10,"20K10",550,825,490,{"$f":"MIN(AP189,360/'Roof Bay Analysis'!$I$51*AR189)","v":550},11.6,null,"80DLH15",160,107,11658.789266952717]
[22022.055,22022.0825,22,null,22,"K",4,"22K 4",550,825,548,{"$f":"MIN(I190,360/'Roof Bay Analysis'!$I$51*K190)","v":550},7.3,null,null,null,null,null,null,null,null,null,null,null,null,null,null,null,null,null,null,null,null,null,22022.055,22,null,22,"K",4,"22K 4",550,825,548,{"$f":"MIN(AP190,360/'Roof Bay Analysis'!$I$51*AR190)","v":550},7.3,null,"80DLH16",160,126,13729.041566691985]
[22022.055,22022.0825,22,null,22,"K",5,"22K 5",550,825,548,{"$f":"MIN(I191,360/'Roof Bay Analysis'!$I$51*K191)","v":550},7.7,null,null,null,null,null,null,null,null,null,null,null,null,null,null,null,null,null,null,null,null,null,22022.055,22,null,22,"K",5,"22K 5",550,825,548,{"$f":"MIN(AP191,360/'Roof Bay Analysis'!$I$51*AR191)","v":550},7.7,null,"80DLH17",160,151,16453.057750559445]
[22022.055,22022.0825,22,null,22,"K",6,"22K 6",550,825,548,{"$f":"MIN(I192,360/'Roof Bay Analysis'!$I$51*K192)","v":550},8.5,null,null,null,null,null,null,null,null,null,null,null,null,null,null,null,null,null,null,null,null,null,22022.055,22,null,22,"K",6,"22K 6",550,825,548,{"$f":"MIN(AP192,360/'Roof Bay Analysis'!$I$51*AR192)","v":550},8.5,null,"80DLH18",160,173,18850.191992362805]
[22022.055,22022.0825,22,null,22,"K",7,"22K 7",550,825,548,{"$f":"MIN(I193,360/'Roof Bay Analysis'!$I$51*K193)","v":550},9,null,null,null,null,null,null,null,null,null,null,null,null,null,null,null,null,null,null,null,null,null,22022.055,22,null,22,"K",7,"22K 7",550,825,548,{"$f":"MIN(AP193,360/'Roof Bay Analysis'!$I$51*AR193)","v":550},9,null,"80DLH19",160,193,21029.40493945677]
[22022.055,22022.0825,22,null,22,"K",9,"22K 9",550,825,548,{"$f":"MIN(I194,360/'Roof Bay Analysis'!$I$51*K194)","v":550},10.199999999999999,null,null,null,null,null,null,null,null,null,null,null,null,null,null,null,null,null,null,null,null,null,22022.055,22,null,22,"K",9,"22K 9",550,825,548,{"$f":"MIN(AP194,360/'Roof Bay Analysis'!$I$51*AR194)","v":550},10.199999999999999,null,"80DLH20",160,216,23535.499828614829]
[22022.055,22022.0825,22,null,22,"K",10,"22K10",550,825,548,{"$f":"MIN(I195,360/'Roof Bay Analysis'!$I$51*K195)","v":550},11.7,null,null,null,null,null,null,null,null,null,null,null,null,null,null,null,null,null,null,null,null,null,22022.055,22,null,22,"K",10,"22K10",550,825,548,{"$f":"MIN(AP195,360/'Roof Bay Analysis'!$I$51*AR195)","v":550},11.7,null,"88DLH16",175,117,16689.392228121418]
[{"$f":"C196*1000+E196+I196/10000","v":22022.055},{"$f":"C196*1000+E196+J196/10000","v":22022.0825},22,null,22,"K",11,"22K11",550,{"$f":"1.5*I196","v":825},548,{"$f":"MIN(I196,360/'Roof Bay Analysis'!$I$51*K196)","v":550},11.9,null,null,null,null,null,null,null,null,null,null,null,null,null,null,null,null,null,null,null,null,null,{"$f":"AJ196*1000+AL196+AS196/10000","v":22022.055},22,null,22,"K",11,"22K11",550,{"$f":"1.5*AP196","v":825},548,{"$f":"MIN(AP196,360/'Roof Bay Analysis'!$I$51*AR196)","v":550},11.9,null,"88DLH17",175,130,18543.76914235713]
[23012.018100000001,23012.027150000002,23,"X",{"$f":"VALUE(LEFT(H197,2))","v":12},{"$f":"MID(H197,3,LEN(H197)-4)","v":"K"},{"$f":"VALUE(RIGHT(H197,2))","v":1},"12K 1",181,271.5,93,{"$f":"MIN(I197,360/'Roof Bay Analysis'!$I$51*K197)","v":139.5},5,null,null,null,null,null,null,null,null,null,null,null,null,null,null,null,null,null,null,null,null,null,23012.01395,23,"X",{"$f":"VALUE(LEFT(AO197,2))","v":12},{"$f":"MID(AO197,3,LEN(AO197)-4)","v":"K"},{"$f":"VALUE(RIGHT(AO197,2))","v":1},"12K 1",181,271.5,93,{"$f":"MIN(AP197,360/'Roof Bay Analysis'!$I$51*AR197)","v":139.5},5,null,"88DLH18",175,149,21254.012324701631]
[23012.022700000001,23012.034049999998,23,null,12,"K",3,"12K 3",227,340.5,116,{"$f":"MIN(I198,360/'Roof Bay Analysis'!$I$51*K198)","v":174},5.7,null,null,null,null,null,null,null,null,null,null,null,null,null,null,null,null,null,null,null,null,null,23012.017400000001,23,null,12,"K",3,"12K 3",227,340.5,116,{"$f":"MIN(AP198,360/'Roof Bay Analysis'!$I$51*AR198)","v":174},5.7,null,"88DLH19",175,169,24106.899885064267]
[23012.0308,23012.046200000001,23,null,12,"K",5,"12K 5",308,462,150,{"$f":"MIN(I199,360/'Roof Bay Analysis'!$I$51*K199)","v":225},7.1,null,null,null,null,null,null,null,null,null,null,null,null,null,null,null,null,null,null,null,null,null,23012.022499999999,23,null,12,"K",5,"12K 5",308,462,150,{"$f":"MIN(AP199,360/'Roof Bay Analysis'!$I$51*AR199)","v":225},7.1,null,"88DLH20",175,202,28814.16435966262]
[23014.021400000001,23014.0321,23,null,14,"K",1,"14K 1",214,321,128,{"$f":"MIN(I200,360/'Roof Bay Analysis'!$I$51*K200)","v":192},5.2,null,null,null,null,null,null,null,null,null,null,null,null,null,null,null,null,null,null,null,null,null,23014.019199999999,23,null,14,"K",1,"14K 1",214,321,128,{"$f":"MIN(AP200,360/'Roof Bay Analysis'!$I$51*AR200)","v":192},5.2,null,"88DLH21",175,235,33521.428834260965]
[23014.0268,23014.040199999999,23,null,14,"K",3,"14K 3",268,402,160,{"$f":"MIN(I201,360/'Roof Bay Analysis'!$I$51*K201)","v":240},6,null,null,null,null,null,null,null,null,null,null,null,null,null,null,null,null,null,null,null,null,null,23014.024000000001,23,null,14,"K",3,"14K 3",268,402,160,{"$f":"MIN(AP201,360/'Roof Bay Analysis'!$I$51*AR201)","v":240},6,null,"96DLH17",190,122,22282.066303433967]
[23014.032200000001,23014.048299999999,23,null,14,"K",4,"14K 4",322,483,188,{"$f":"MIN(I202,360/'Roof Bay Analysis'!$I$51*K202)","v":282},6.7,null,null,null,null,null,null,null,null,null,null,null,null,null,null,null,null,null,null,null,null,null,23014.028200000001,23,null,14,"K",4,"14K 4",322,483,188,{"$f":"MIN(AP202,360/'Roof Bay Analysis'!$I$51*AR202)","v":282},6.7,null,"96DLH18",190,139,25386.944394896072]
[23014.039499999999,23014.059249999998,23,null,14,"K",6,"14K 6",395,592.5,226,{"$f":"MIN(I203,360/'Roof Bay Analysis'!$I$51*K203)","v":339},7.7,null,null,null,null,null,null,null,null,null,null,null,null,null,null,null,null,null,null,null,null,null,23014.033899999999,23,null,14,"K",6,"14K 6",395,592.5,226,{"$f":"MIN(AP203,360/'Roof Bay Analysis'!$I$51*AR203)","v":339},7.7,null,"96DLH19",190,158,28857.102261824311]
[23016.027699999999,23016.041550000002,23,null,16,"K",2,"16K 2",277,415.5,194,{"$f":"MIN(I204,360/'Roof Bay Analysis'!$I$51*K204)","v":277},5.5,null,null,null,null,null,null,null,null,null,null,null,null,null,null,null,null,null,null,null,null,null,23016.027699999999,23,null,16,"K",2,"16K 2",277,415.5,194,{"$f":"MIN(AP204,360/'Roof Bay Analysis'!$I$51*AR204)","v":277},5.5,null,"96DLH20",190,178,32509.900016485622]
[23016.0308,23016.046200000001,23,null,16,"K",3,"16K 3",308,462,216,{"$f":"MIN(I205,360/'Roof Bay Analysis'!$I$51*K205)","v":308},6.3,null,null,null,null,null,null,null,null,null,null,null,null,null,null,null,null,null,null,null,null,null,23016.0308,23,null,16,"K",3,"16K 3",308,462,216,{"$f":"MIN(AP205,360/'Roof Bay Analysis'!$I$51*AR205)","v":308},6.3,null,"96DLH21",190,220,40180.775301274356]
[23016.037100000001,23016.055649999998,23,null,16,"K",4,"16K 4",371,556.5,252,{"$f":"MIN(I206,360/'Roof Bay Analysis'!$I$51*K206)","v":371},7,null,null,null,null,null,null,null,null,null,null,null,null,null,null,null,null,null,null,null,null,null,23016.037100000001,23,null,16,"K",4,"16K 4",371,556.5,252,{"$f":"MIN(AP206,360/'Roof Bay Analysis'!$I$51*AR206)","v":371},7,null,"96DLH22",190,255,46573.171371931647]
[23016.041799999999,23016.062699999999,23,null,16,"K",5,"16K 5",418,627,282,{"$f":"MIN(I207,360/'Roof Bay Analysis'!$I$51*K207)","v":418},7.5,null,null,null,null,null,null,null,null,null,null,null,null,null,null,null,null,null,null,null,null,null,23016.041799999999,23,null,16,"K",5,"16K 5",418,627,282,{"$f":"MIN(AP207,360/'Roof Bay Analysis'!$I$51*AR207)","v":418},7.5,null,"104DLH18",205,130,29833.597072434841]
[23016.0455,23016.06825,23,null,16,"K",6,"16K 6",455,682.5,307,{"$f":"MIN(I208,360/'Roof Bay Analysis'!$I$51*K208)","v":455},8.1,null,null,null,null,null,null,null,null,null,null,null,null,null,null,null,null,null,null,null,null,null,23016.0455,23,null,16,"K",6,"16K 6",455,682.5,307,{"$f":"MIN(AP208,360/'Roof Bay Analysis'!$I$51*AR208)","v":455},8.1,null,"104DLH19",205,148,33964.402820925818]
[23016.0507,23016.07605,23,null,16,"K",7,"16K 7",507,760.5,339,{"$f":"MIN(I209,360/'Roof Bay Analysis'!$I$51*K209)","v":507},8.6,null,null,null,null,null,null,null,null,null,null,null,null,null,null,null,null,null,null,null,null,null,23016.0507,23,null,16,"K",7,"16K 7",507,760.5,339,{"$f":"MIN(AP209,360/'Roof Bay Analysis'!$I$51*AR209)","v":507},8.6,null,"104DLH20",205,167,38324.697777666297]
[23016.055,23016.0825,23,null,16,"K",9,"16K 9",550,825,363,{"$f":"MIN(I210,360/'Roof Bay Analysis'!$I$51*K210)","v":544.5},10,null,null,null,null,null,null,null,null,null,null,null,null,null,null,null,null,null,null,null,null,null,23016.05445,23,null,16,"K",9,"16K 9",550,825,363,{"$f":"MIN(AP210,360/'Roof Bay Analysis'!$I$51*AR210)","v":544.5},10,null,"104DLH21",205,206,47274.77689939674]
[23018.034899999999,23018.052350000002,23,null,18,"K",3,"18K 3",349,523.5,276,{"$f":"MIN(I211,360/'Roof Bay Analysis'!$I$51*K211)","v":349},6.4,null,null,null,null,null,null,null,null,null,null,null,null,null,null,null,null,null,null,null,null,null,23018.034899999999,23,null,18,"K",3,"18K 3",349,523.5,276,{"$f":"MIN(AP211,360/'Roof Bay Analysis'!$I$51*AR211)","v":349},6.4,null,"104DLH22",205,240,55077.409979879703]
[23018.042000000001,23018.062999999998,23,null,18,"K",4,"18K 4",420,630,323,{"$f":"MIN(I212,360/'Roof Bay Analysis'!$I$51*K212)","v":420},7.2,null,null,null,null,null,null,null,null,null,null,null,null,null,null,null,null,null,null,null,null,null,23018.042000000001,23,null,18,"K",4,"18K 4",420,630,323,{"$f":"MIN(AP212,360/'Roof Bay Analysis'!$I$51*AR212)","v":420},7.2,null,"104DLH23",205,250,57372.302062374692]
[23018.047299999998,23018.070950000001,23,null,18,"K",5,"18K 5",473,709.5,362,{"$f":"MIN(I213,360/'Roof Bay Analysis'!$I$51*K213)","v":473},7.7,null,null,null,null,null,null,null,null,null,null,null,null,null,null,null,null,null,null,null,null,null,23018.047299999998,23,null,18,"K",5,"18K 5",473,709.5,362,{"$f":"MIN(AP213,360/'Roof Bay Analysis'!$I$51*AR213)","v":473},7.7,null,"112DLH19",220,140,39722.811984440523]
[23018.051599999999,23018.077399999998,23,null,18,"K",6,"18K 6",516,774,393,{"$f":"MIN(I214,360/'Roof Bay Analysis'!$I$51*K214)","v":516},8.4,null,null,null,null,null,null,null,null,null,null,null,null,null,null,null,null,null,null,null,null,null,23018.051599999999,23,null,18,"K",6,"18K 6",516,774,393,{"$f":"MIN(AP214,360/'Roof Bay Analysis'!$I$51*AR214)","v":516},8.4,null,"112DLH20",220,158,44830.030668154293]
[23018.055,23018.0825,23,null,18,"K",7,"18K 7",550,825,418,{"$f":"MIN(I215,360/'Roof Bay Analysis'!$I$51*K215)","v":550},8.9,null,null,null,null,null,null,null,null,null,null,null,null,null,null,null,null,null,null,null,null,null,23018.055,23,null,18,"K",7,"18K 7",550,825,418,{"$f":"MIN(AP215,360/'Roof Bay Analysis'!$I$51*AR215)","v":550},8.9,null,"112DLH21",220,195,55328.202406899283]
[23018.055,23018.0825,23,null,18,"K",9,"18K 9",550,825,418,{"$f":"MIN(I216,360/'Roof Bay Analysis'!$I$51*K216)","v":550},10.1,null,null,null,null,null,null,null,null,null,null,null,null,null,null,null,null,null,null,null,null,null,23018.055,23,null,18,"K",9,"18K 9",550,825,418,{"$f":"MIN(AP216,360/'Roof Bay Analysis'!$I$51*AR216)","v":550},10.1,null,"112DLH22",220,226,{"$f":"26.767*AX216*(AW216-0.33)^3*10^-6","v":64123.967917739683}]
[23018.055,23018.0825,23,null,18,"K",10,"18K10",550,825,418,{"$f":"MIN(I217,360/'Roof Bay Analysis'!$I$51*K217)","v":550},11.6,null,null,null,null,null,null,null,null,null,null,null,null,null,null,null,null,null,null,null,null,null,23018.055,23,null,18,"K",10,"18K10",550,825,418,{"$f":"MIN(AP217,360/'Roof Bay Analysis'!$I$51*AR217)","v":550},11.6,null,"112DLH23",220,236,66961.311630914002]
[23020.0389,23020.058349999999,23,null,20,"K",3,"20K 3",389,583.5,344,{"$f":"MIN(I218,360/'Roof Bay Analysis'!$I$51*K218)","v":389},6.5,null,null,null,null,null,null,null,null,null,null,null,null,null,null,null,null,null,null,null,null,null,23020.0389,23,null,20,"K",3,"20K 3",389,583.5,344,{"$f":"MIN(AP218,360/'Roof Bay Analysis'!$I$51*AR218)","v":389},6.5,null,"112DLH24",220,287,81431.764568103055]
[23020.046900000001,23020.070350000002,23,null,20,"K",4,"20K 4",469,703.5,402,{"$f":"MIN(I219,360/'Roof Bay Analysis'!$I$51*K219)","v":469},7.2,null,null,null,null,null,null,null,null,null,null,null,null,null,null,null,null,null,null,null,null,null,23020.046900000001,23,null,20,"K",4,"20K 4",469,703.5,402,{"$f":"MIN(AP219,360/'Roof Bay Analysis'!$I$51*AR219)","v":469},7.2,null,"120DLH20",240,140,51590.384212781435]
[23020.052899999999,23020.07935,23,null,20,"K",5,"20K 5",529,793.5,451,{"$f":"MIN(I220,360/'Roof Bay Analysis'!$I$51*K220)","v":529},7.7,null,null,null,null,null,null,null,null,null,null,null,null,null,null,null,null,null,null,null,null,null,23020.052899999999,23,null,20,"K",5,"20K 5",529,793.5,451,{"$f":"MIN(AP220,360/'Roof Bay Analysis'!$I$51*AR220)","v":529},7.7,null,"120DLH21",240,173,63750.974777222771]
[23020.055,23020.0825,23,null,20,"K",6,"20K 6",550,825,468,{"$f":"MIN(I221,360/'Roof Bay Analysis'!$I$51*K221)","v":550},8.4,null,null,null,null,null,null,null,null,null,null,null,null,null,null,null,null,null,null,null,null,null,23020.055,23,null,20,"K",6,"20K 6",550,825,468,{"$f":"MIN(AP221,360/'Roof Bay Analysis'!$I$51*AR221)","v":550},8.4,null,"120DLH22",240,201,74069.051619779057]
[23020.055,23020.0825,23,null,20,"K",7,"20K 7",550,825,468,{"$f":"MIN(I222,360/'Roof Bay Analysis'!$I$51*K222)","v":550},8.9,null,null,null,null,null,null,null,null,null,null,null,null,null,null,null,null,null,null,null,null,null,23020.055,23,null,20,"K",7,"20K 7",550,825,468,{"$f":"MIN(AP222,360/'Roof Bay Analysis'!$I$51*AR222)","v":550},8.9,null,"120DLH23",240,210,77385.576319172149]
[23020.055,23020.0825,23,null,20,"K",9,"20K 9",550,825,468,{"$f":"MIN(I223,360/'Roof Bay Analysis'!$I$51*K223)","v":550},10.1,null,null,null,null,null,null,null,null,null,null,null,null,null,null,null,null,null,null,null,null,null,23020.055,23,null,20,"K",9,"20K 9",550,825,468,{"$f":"MIN(AP223,360/'Roof Bay Analysis'!$I$51*AR223)","v":550},10.1,null,"120DLH24",240,255,93968.19981613761]
[23020.055,23020.0825,23,null,20,"K",10,"20K10",550,825,468,{"$f":"MIN(I224,360/'Roof Bay Analysis'!$I$51*K224)","v":550},11.6,null,null,null,null,null,null,null,null,null,null,null,null,null,null,null,null,null,null,null,null,null,23020.055,23,null,20,"K",10,"20K10",550,825,468,{"$f":"MIN(AP224,360/'Roof Bay Analysis'!$I$51*AR224)","v":550},11.6,null,"120DLH25",240,294,108339.80684684102]
[23022.051800000001,23022.077700000002,23,null,22,"K",4,"22K 4",518,777,491,{"$f":"MIN(I225,360/'Roof Bay Analysis'!$I$51*K225)","v":518},7.3,null,null,null,null,null,null,null,null,null,null,null,null,null,null,null,null,null,null,null,null,null,23022.051800000001,23,null,22,"K",4,"22K 4",518,777,491,{"$f":"MIN(AP225,360/'Roof Bay Analysis'!$I$51*AR225)","v":518},7.3]
[23022.055,23022.0825,23,null,22,"K",5,"22K 5",550,825,518,{"$f":"MIN(I226,360/'Roof Bay Analysis'!$I$51*K226)","v":550},7.7,null,null,null,null,null,null,null,null,null,null,null,null,null,null,null,null,null,null,null,null,null,23022.055,23,null,22,"K",5,"22K 5",550,825,518,{"$f":"MIN(AP226,360/'Roof Bay Analysis'!$I$51*AR226)","v":550},7.7]
[23022.055,23022.0825,23,null,22,"K",6,"22K 6",550,825,518,{"$f":"MIN(I227,360/'Roof Bay Analysis'!$I$51*K227)","v":550},8.5,null,null,null,null,null,null,null,null,null,null,null,null,null,null,null,null,null,null,null,null,null,23022.055,23,null,22,"K",6,"22K 6",550,825,518,{"$f":"MIN(AP227,360/'Roof Bay Analysis'!$I$51*AR227)","v":550},8.5]
[23022.055,23022.0825,23,null,22,"K",7,"22K 7",550,825,518,{"$f":"MIN(I228,360/'Roof Bay Analysis'!$I$51*K228)","v":550},9,null,null,null,null,null,null,null,null,null,null,null,null,null,null,null,null,null,null,null,null,null,23022.055,23,null,22,"K",7,"22K 7",550,825,518,{"$f":"MIN(AP228,360/'Roof Bay Analysis'!$I$51*AR228)","v":550},9]
[23022.055,23022.0825,23,null,22,"K",9,"22K 9",550,825,518,{"$f":"MIN(I229,360/'Roof Bay Analysis'!$I$51*K229)","v":550},10.199999999999999,null,null,null,null,null,null,null,null,null,null,null,null,null,null,null,null,null,null,null,null,null,23022.055,23,null,22,"K",9,"22K 9",550,825,518,{"$f":"MIN(AP229,360/'Roof Bay Analysis'!$I$51*AR229)","v":550},10.199999999999999]
[23022.055,23022.0825,23,null,22,"K",10,"22K10",550,825,518,{"$f":"MIN(I230,360/'Roof Bay Analysis'!$I$51*K230)","v":550},11.7,null,null,null,null,null,null,null,null,null,null,null,null,null,null,null,null,null,null,null,null,null,23022.055,23,null,22,"K",10,"22K10",550,825,518,{"$f":"MIN(AP230,360/'Roof Bay Analysis'!$I$51*AR230)","v":550},11.7]
[23022.055,23022.0825,23,null,22,"K",11,"22K11",550,825,518,{"$f":"MIN(I231,360/'Roof Bay Analysis'!$I$51*K231)","v":550},11.9,null,null,null,null,null,null,null,null,null,null,null,null,null,null,null,null,null,null,null,null,null,23022.055,23,null,22,"K",11,"22K11",550,825,518,{"$f":"MIN(AP231,360/'Roof Bay Analysis'!$I$51*AR231)","v":550},11.9]
[24012.016599999999,24012.0249,24,"X",12,"K",1,"12K 1",166,249,81,{"$f":"MIN(I232,360/'Roof Bay Analysis'!$I$51*K232)","v":121.5},5,null,null,null,null,null,null,null,null,null,null,null,null,null,null,null,null,null,null,null,null,null,24012.012149999999,24,"X",12,"K",1,"12K 1",166,249,81,{"$f":"MIN(AP232,360/'Roof Bay Analysis'!$I$51*AR232)","v":121.5},5]
[24012.020799999998,24012.031200000001,24,null,12,"K",3,"12K 3",208,312,101,{"$f":"MIN(I233,360/'Roof Bay Analysis'!$I$51*K233)","v":151.5},5.7,null,null,null,null,null,null,null,null,null,null,null,null,null,null,null,null,null,null,null,null,null,24012.015149999999,24,null,12,"K",3,"12K 3",208,312,101,{"$f":"MIN(AP233,360/'Roof Bay Analysis'!$I$51*AR233)","v":151.5},5.7]
[24012.028200000001,24012.042300000001,24,null,12,"K",5,"12K 5",282,423,132,{"$f":"MIN(I234,360/'Roof Bay Analysis'!$I$51*K234)","v":198},7.1,null,null,null,null,null,null,null,null,null,null,null,null,null,null,null,null,null,null,null,null,null,24012.019799999998,24,null,12,"K",5,"12K 5",282,423,132,{"$f":"MIN(AP234,360/'Roof Bay Analysis'!$I$51*AR234)","v":198},7.1]
[24014.0196,24014.029399999999,24,null,14,"K",1,"14K 1",196,294,113,{"$f":"MIN(I235,360/'Roof Bay Analysis'!$I$51*K235)","v":169.5},5.2,null,null,null,null,null,null,null,null,null,null,null,null,null,null,null,null,null,null,null,null,null,24014.016950000001,24,null,14,"K",1,"14K 1",196,294,113,{"$f":"MIN(AP235,360/'Roof Bay Analysis'!$I$51*AR235)","v":169.5},5.2]
[24014.0245,24014.036749999999,24,null,14,"K",3,"14K 3",245,367.5,141,{"$f":"MIN(I236,360/'Roof Bay Analysis'!$I$51*K236)","v":211.5},6,null,null,null,null,null,null,null,null,null,null,null,null,null,null,null,null,null,null,null,null,null,24014.02115,24,null,14,"K",3,"14K 3",245,367.5,141,{"$f":"MIN(AP236,360/'Roof Bay Analysis'!$I$51*AR236)","v":211.5},6]
[24014.029500000001,24014.044249999999,24,null,14,"K",4,"14K 4",295,442.5,165,{"$f":"MIN(I237,360/'Roof Bay Analysis'!$I$51*K237)","v":247.5},6.7,null,null,null,null,null,null,null,null,null,null,null,null,null,null,null,null,null,null,null,null,null,24014.02475,24,null,14,"K",4,"14K 4",295,442.5,165,{"$f":"MIN(AP237,360/'Roof Bay Analysis'!$I$51*AR237)","v":247.5},6.7]
[24014.036199999999,24014.0543,24,null,14,"K",6,"14K 6",362,543,199,{"$f":"MIN(I238,360/'Roof Bay Analysis'!$I$51*K238)","v":298.5},7.7,null,null,null,null,null,null,null,null,null,null,null,null,null,null,null,null,null,null,null,null,null,24014.029849999999,24,null,14,"K",6,"14K 6",362,543,199,{"$f":"MIN(AP238,360/'Roof Bay Analysis'!$I$51*AR238)","v":298.5},7.7]
[24016.025399999999,24016.038100000002,24,null,16,"K",2,"16K 2",254,381,170,{"$f":"MIN(I239,360/'Roof Bay Analysis'!$I$51*K239)","v":254},5.5,null,null,null,null,null,null,null,null,null,null,null,null,null,null,null,null,null,null,null,null,null,24016.025399999999,24,null,16,"K",2,"16K 2",254,381,170,{"$f":"MIN(AP239,360/'Roof Bay Analysis'!$I$51*AR239)","v":254},5.5]
[24016.028300000002,24016.042450000001,24,null,16,"K",3,"16K 3",283,424.5,189,{"$f":"MIN(I240,360/'Roof Bay Analysis'!$I$51*K240)","v":283},6.3,null,null,null,null,null,null,null,null,null,null,null,null,null,null,null,null,null,null,null,null,null,24016.028300000002,24,null,16,"K",3,"16K 3",283,424.5,189,{"$f":"MIN(AP240,360/'Roof Bay Analysis'!$I$51*AR240)","v":283},6.3]
[24016.034,24016.050999999999,24,null,16,"K",4,"16K 4",340,510,221,{"$f":"MIN(I241,360/'Roof Bay Analysis'!$I$51*K241)","v":331.5},7,null,null,null,null,null,null,null,null,null,null,null,null,null,null,null,null,null,null,null,null,null,24016.033149999999,24,null,16,"K",4,"16K 4",340,510,221,{"$f":"MIN(AP241,360/'Roof Bay Analysis'!$I$51*AR241)","v":331.5},7]
[24016.038400000001,24016.0576,24,null,16,"K",5,"16K 5",384,576,248,{"$f":"MIN(I242,360/'Roof Bay Analysis'!$I$51*K242)","v":372},7.5,null,null,null,null,null,null,null,null,null,null,null,null,null,null,null,null,null,null,null,null,null,24016.037199999999,24,null,16,"K",5,"16K 5",384,576,248,{"$f":"MIN(AP242,360/'Roof Bay Analysis'!$I$51*AR242)","v":372},7.5]
[24016.041799999999,24016.062699999999,24,null,16,"K",6,"16K 6",418,627,269,{"$f":"MIN(I243,360/'Roof Bay Analysis'!$I$51*K243)","v":403.5},8.1,null,null,null,null,null,null,null,null,null,null,null,null,null,null,null,null,null,null,null,null,null,24016.040349999999,24,null,16,"K",6,"16K 6",418,627,269,{"$f":"MIN(AP243,360/'Roof Bay Analysis'!$I$51*AR243)","v":403.5},8.1]
[24016.0465,24016.069749999999,24,null,16,"K",7,"16K 7",465,697.5,298,{"$f":"MIN(I244,360/'Roof Bay Analysis'!$I$51*K244)","v":447},8.6,null,null,null,null,null,null,null,null,null,null,null,null,null,null,null,null,null,null,null,null,null,24016.044699999999,24,null,16,"K",7,"16K 7",465,697.5,298,{"$f":"MIN(AP244,360/'Roof Bay Analysis'!$I$51*AR244)","v":447},8.6]
[24016.055,24016.0825,24,null,16,"K",9,"16K 9",550,825,346,{"$f":"MIN(I245,360/'Roof Bay Analysis'!$I$51*K245)","v":519},10,null,null,null,null,null,null,null,null,null,null,null,null,null,null,null,null,null,null,null,null,null,24016.051899999999,24,null,16,"K",9,"16K 9",550,825,346,{"$f":"MIN(AP245,360/'Roof Bay Analysis'!$I$51*AR245)","v":519},10]
[24018.031999999999,24018.047999999999,24,null,18,"K",3,"18K 3",320,480,242,{"$f":"MIN(I246,360/'Roof Bay Analysis'!$I$51*K246)","v":320},6.4,null,null,null,null,null,null,null,null,null,null,null,null,null,null,null,null,null,null,null,null,null,24018.031999999999,24,null,18,"K",3,"18K 3",320,480,242,{"$f":"MIN(AP246,360/'Roof Bay Analysis'!$I$51*AR246)","v":320},6.4]
[24018.038499999999,24018.05775,24,null,18,"K",4,"18K 4",385,577.5,284,{"$f":"MIN(I247,360/'Roof Bay Analysis'!$I$51*K247)","v":385},7.2,null,null,null,null,null,null,null,null,null,null,null,null,null,null,null,null,null,null,null,null,null,24018.038499999999,24,null,18,"K",4,"18K 4",385,577.5,284,{"$f":"MIN(AP247,360/'Roof Bay Analysis'!$I$51*AR247)","v":385},7.2]
[24018.043399999999,24018.0651,24,null,18,"K",5,"18K 5",434,651,318,{"$f":"MIN(I248,360/'Roof Bay Analysis'!$I$51*K248)","v":434},7.7,null,null,null,null,null,null,null,null,null,null,null,null,null,null,null,null,null,null,null,null,null,24018.043399999999,24,null,18,"K",5,"18K 5",434,651,318,{"$f":"MIN(AP248,360/'Roof Bay Analysis'!$I$51*AR248)","v":434},7.7]
[24018.047299999998,24018.070950000001,24,null,18,"K",6,"18K 6",473,709.5,345,{"$f":"MIN(I249,360/'Roof Bay Analysis'!$I$51*K249)","v":473},8.4,null,null,null,null,null,null,null,null,null,null,null,null,null,null,null,null,null,null,null,null,null,24018.047299999998,24,null,18,"K",6,"18K 6",473,709.5,345,{"$f":"MIN(AP249,360/'Roof Bay Analysis'!$I$51*AR249)","v":473},8.4]
[24018.052599999999,24018.0789,24,null,18,"K",7,"18K 7",526,789,382,{"$f":"MIN(I250,360/'Roof Bay Analysis'!$I$51*K250)","v":526},8.9,null,null,null,null,null,null,null,null,null,null,null,null,null,null,null,null,null,null,null,null,null,24018.052599999999,24,null,18,"K",7,"18K 7",526,789,382,{"$f":"MIN(AP250,360/'Roof Bay Analysis'!$I$51*AR250)","v":526},8.9]
[24018.055,24018.0825,24,null,18,"K",9,"18K 9",550,825,396,{"$f":"MIN(I251,360/'Roof Bay Analysis'!$I$51*K251)","v":550},10.1,null,null,null,null,null,null,null,null,null,null,null,null,null,null,null,null,null,null,null,null,null,24018.055,24,null,18,"K",9,"18K 9",550,825,396,{"$f":"MIN(AP251,360/'Roof Bay Analysis'!$I$51*AR251)","v":550},10.1]
[24018.055,24018.0825,24,null,18,"K",10,"18K10",550,825,396,{"$f":"MIN(I252,360/'Roof Bay Analysis'!$I$51*K252)","v":550},11.6,null,null,null,null,null,null,null,null,null,null,null,null,null,null,null,null,null,null,null,null,null,24018.055,24,null,18,"K",10,"18K10",550,825,396,{"$f":"MIN(AP252,360/'Roof Bay Analysis'!$I$51*AR252)","v":550},11.6]
[24020.0357,24020.053550000001,24,null,20,"K",3,"20K 3",357,535.5,302,{"$f":"MIN(I253,360/'Roof Bay Analysis'!$I$51*K253)","v":357},6.5,null,null,null,null,null,null,null,null,null,null,null,null,null,null,null,null,null,null,null,null,null,24020.0357,24,null,20,"K",3,"20K 3",357,535.5,302,{"$f":"MIN(AP253,360/'Roof Bay Analysis'!$I$51*AR253)","v":357},6.5]
[24020.043000000001,24020.0645,24,null,20,"K",4,"20K 4",430,645,353,{"$f":"MIN(I254,360/'Roof Bay Analysis'!$I$51*K254)","v":430},7.2,null,null,null,null,null,null,null,null,null,null,null,null,null,null,null,null,null,null,null,null,null,24020.043000000001,24,null,20,"K",4,"20K 4",430,645,353,{"$f":"MIN(AP254,360/'Roof Bay Analysis'!$I$51*AR254)","v":430},7.2]
[24020.048500000001,24020.072749999999,24,null,20,"K",5,"20K 5",485,727.5,396,{"$f":"MIN(I255,360/'Roof Bay Analysis'!$I$51*K255)","v":485},7.7,null,null,null,null,null,null,null,null,null,null,null,null,null,null,null,null,null,null,null,null,null,24020.048500000001,24,null,20,"K",5,"20K 5",485,727.5,396,{"$f":"MIN(AP255,360/'Roof Bay Analysis'!$I$51*AR255)","v":485},7.7]
[24020.052800000001,24020.0792,24,null,20,"K",6,"20K 6",528,792,430,{"$f":"MIN(I256,360/'Roof Bay Analysis'!$I$51*K256)","v":528},8.4,null,null,null,null,null,null,null,null,null,null,null,null,null,null,null,null,null,null,null,null,null,24020.052800000001,24,null,20,"K",6,"20K 6",528,792,430,{"$f":"MIN(AP256,360/'Roof Bay Analysis'!$I$51*AR256)","v":528},8.4]
[24020.055,24020.0825,24,null,20,"K",7,"20K 7",550,825,448,{"$f":"MIN(I257,360/'Roof Bay Analysis'!$I$51*K257)","v":550},8.9,null,null,null,null,null,null,null,null,null,null,null,null,null,null,null,null,null,null,null,null,null,24020.055,24,null,20,"K",7,"20K 7",550,825,448,{"$f":"MIN(AP257,360/'Roof Bay Analysis'!$I$51*AR257)","v":550},8.9]
[24020.055,24020.0825,24,null,20,"K",9,"20K 9",550,825,448,{"$f":"MIN(I258,360/'Roof Bay Analysis'!$I$51*K258)","v":550},10.1,null,null,null,null,null,null,null,null,null,null,null,null,null,null,null,null,null,null,null,null,null,24020.055,24,null,20,"K",9,"20K 9",550,825,448,{"$f":"MIN(AP258,360/'Roof Bay Analysis'!$I$51*AR258)","v":550},10.1]
[24020.055,24020.0825,24,null,20,"K",10,"20K10",550,825,448,{"$f":"MIN(I259,360/'Roof Bay Analysis'!$I$51*K259)","v":550},11.6,null,null,null,null,null,null,null,null,null,null,null,null,null,null,null,null,null,null,null,null,null,24020.055,24,null,20,"K",10,"20K10",550,825,448,{"$f":"MIN(AP259,360/'Roof Bay Analysis'!$I$51*AR259)","v":550},11.6]
[{"$f":"C260*1000+E260+I260/10000","v":24022.047500000001},{"$f":"C260*1000+E260+J260/10000","v":24022.071250000001},24,null,22,"K",4,"22K 4",475,{"$f":"1.5*I260","v":712.5},431,{"$f":"MIN(I260,360/'Roof Bay Analysis'!$I$51*K260)","v":475},7.3,null,null,null,null,null,null,null,null,null,null,null,null,null,null,null,null,null,null,null,null,null,{"$f":"AJ260*1000+AL260+AS260/10000","v":24022.047500000001},24,null,22,"K",4,"22K 4",475,{"$f":"1.5*AP260","v":712.5},431,{"$f":"MIN(AP260,360/'Roof Bay Analysis'!$I$51*AR260)","v":475},7.3]
[24022.053599999999,24022.080399999999,24,null,{"$f":"VALUE(LEFT(H261,2))","v":22},{"$f":"MID(H261,3,LEN(H261)-4)","v":"K"},{"$f":"VALUE(RIGHT(H261,2))","v":5},"22K 5",536,804,483,{"$f":"MIN(I261,360/'Roof Bay Analysis'!$I$51*K261)","v":536},7.7,null,null,null,null,null,null,null,null,null,null,null,null,null,null,null,null,null,null,null,null,null,24022.053599999999,24,null,{"$f":"VALUE(LEFT(AO261,2))","v":22},{"$f":"MID(AO261,3,LEN(AO261)-4)","v":"K"},{"$f":"VALUE(RIGHT(AO261,2))","v":5},"22K 5",536,804,483,{"$f":"MIN(AP261,360/'Roof Bay Analysis'!$I$51*AR261)","v":536},7.7]
[24022.055,24022.0825,24,null,22,"K",6,"22K 6",550,825,495,{"$f":"MIN(I262,360/'Roof Bay Analysis'!$I$51*K262)","v":550},8.5,null,null,null,null,null,null,null,null,null,null,null,null,null,null,null,null,null,null,null,null,null,24022.055,24,null,22,"K",6,"22K 6",550,825,495,{"$f":"MIN(AP262,360/'Roof Bay Analysis'!$I$51*AR262)","v":550},8.5]
[24022.055,24022.0825,24,null,22,"K",7,"22K 7",550,825,495,{"$f":"MIN(I263,360/'Roof Bay Analysis'!$I$51*K263)","v":550},9,null,null,null,null,null,null,null,null,null,null,null,null,null,null,null,null,null,null,null,null,null,24022.055,24,null,22,"K",7,"22K 7",550,825,495,{"$f":"MIN(AP263,360/'Roof Bay Analysis'!$I$51*AR263)","v":550},9]
[24022.055,24022.0825,24,null,22,"K",9,"22K 9",550,825,495,{"$f":"MIN(I264,360/'Roof Bay Analysis'!$I$51*K264)","v":550},10.199999999999999,null,null,null,null,null,null,null,null,null,null,null,null,null,null,null,null,null,null,null,null,null,24022.055,24,null,22,"K",9,"22K 9",550,825,495,{"$f":"MIN(AP264,360/'Roof Bay Analysis'!$I$51*AR264)","v":550},10.199999999999999]
[24022.055,24022.0825,24,null,22,"K",10,"22K10",550,825,495,{"$f":"MIN(I265,360/'Roof Bay Analysis'!$I$51*K265)","v":550},11.7,null,null,null,null,null,null,null,null,null,null,null,null,null,null,null,null,null,null,null,null,null,24022.055,24,null,22,"K",10,"22K10",550,825,495,{"$f":"MIN(AP265,360/'Roof Bay Analysis'!$I$51*AR265)","v":550},11.7]
[24022.055,24022.0825,24,null,22,"K",11,"22K11",550,825,495,{"$f":"MIN(I266,360/'Roof Bay Analysis'!$I$51*K266)","v":550},11.9,null,null,null,null,null,null,null,null,null,null,null,null,null,null,null,null,null,null,null,null,null,24022.055,24,null,22,"K",11,"22K11",550,825,495,{"$f":"MIN(AP266,360/'Roof Bay Analysis'!$I$51*AR266)","v":550},11.9]
[24024.052,24024.078000000001,24,null,24,"K",4,"24K 4",520,780,516,{"$f":"MIN(I267,360/'Roof Bay Analysis'!$I$51*K267)","v":520},7.8,null,null,null,null,null,null,null,null,null,null,null,null,null,null,null,null,null,null,null,null,null,24024.052,24,null,24,"K",4,"24K 4",520,780,516,{"$f":"MIN(AP267,360/'Roof Bay Analysis'!$I$51*AR267)","v":520},7.8]
[24024.055,24024.0825,24,null,24,"K",5,"24K 5",550,825,544,{"$f":"MIN(I268,360/'Roof Bay Analysis'!$I$51*K268)","v":550},7.9,null,null,null,null,null,null,null,null,null,null,null,null,null,null,null,null,null,null,null,null,null,24024.055,24,null,24,"K",5,"24K 5",550,825,544,{"$f":"MIN(AP268,360/'Roof Bay Analysis'!$I$51*AR268)","v":550},7.9]
[24024.055,24024.0825,24,null,24,"K",6,"24K 6",550,825,544,{"$f":"MIN(I269,360/'Roof Bay Analysis'!$I$51*K269)","v":550},8.5,null,null,null,null,null,null,null,null,null,null,null,null,null,null,null,null,null,null,null,null,null,24024.055,24,null,24,"K",6,"24K 6",550,825,544,{"$f":"MIN(AP269,360/'Roof Bay Analysis'!$I$51*AR269)","v":550},8.5]
[24024.055,24024.0825,24,null,24,"K",7,"24K 7",550,825,544,{"$f":"MIN(I270,360/'Roof Bay Analysis'!$I$51*K270)","v":550},9,null,null,null,null,null,null,null,null,null,null,null,null,null,null,null,null,null,null,null,null,null,24024.055,24,null,24,"K",7,"24K 7",550,825,544,{"$f":"MIN(AP270,360/'Roof Bay Analysis'!$I$51*AR270)","v":550},9]
[24024.055,24024.0825,24,null,24,"K",8,"24K 8",550,825,544,{"$f":"MIN(I271,360/'Roof Bay Analysis'!$I$51*K271)","v":550},9.4,null,null,null,null,null,null,null,null,null,null,null,null,null,null,null,null,null,null,null,null,null,24024.055,24,null,24,"K",8,"24K 8",550,825,544,{"$f":"MIN(AP271,360/'Roof Bay Analysis'!$I$51*AR271)","v":550},9.4]
[24024.055,24024.0825,24,null,24,"K",9,"24K 9",550,825,544,{"$f":"MIN(I272,360/'Roof Bay Analysis'!$I$51*K272)","v":550},10.3,null,null,null,null,null,null,null,null,null,null,null,null,null,null,null,null,null,null,null,null,null,24024.055,24,null,24,"K",9,"24K 9",550,825,544,{"$f":"MIN(AP272,360/'Roof Bay Analysis'!$I$51*AR272)","v":550},10.3]
[24024.055,24024.0825,24,null,24,"K",10,"24K10",550,825,544,{"$f":"MIN(I273,360/'Roof Bay Analysis'!$I$51*K273)","v":550},11.7,null,null,null,null,null,null,null,null,null,null,null,null,null,null,null,null,null,null,null,null,null,24024.055,24,null,24,"K",10,"24K10",550,825,544,{"$f":"MIN(AP273,360/'Roof Bay Analysis'!$I$51*AR273)","v":550},11.7]
[24024.055,24024.0825,24,null,24,"K",12,"24K12",550,825,544,{"$f":"MIN(I274,360/'Roof Bay Analysis'!$I$51*K274)","v":550},13.5,null,null,null,null,null,null,null,null,null,null,null,null,null,null,null,null,null,null,null,null,null,24024.055,24,null,24,"K",12,"24K12",550,825,544,{"$f":"MIN(AP274,360/'Roof Bay Analysis'!$I$51*AR274)","v":550},13.5]
[25014.018,25014.026999999998,25,null,14,"K",1,"14K 1",180,270,100,{"$f":"MIN(I275,360/'Roof Bay Analysis'!$I$51*K275)","v":150},5.2,null,null,null,null,null,null,null,null,null,null,null,null,null,null,null,null,null,null,null,null,null,25014.014999999999,25,null,14,"K",1,"14K 1",180,270,100,{"$f":"MIN(AP275,360/'Roof Bay Analysis'!$I$51*AR275)","v":150},5.2]
[25014.0226,25014.033899999999,25,null,14,"K",3,"14K 3",226,339,124,{"$f":"MIN(I276,360/'Roof Bay Analysis'!$I$51*K276)","v":186},6,null,null,null,null,null,null,null,null,null,null,null,null,null,null,null,null,null,null,null,null,null,25014.018599999999,25,null,14,"K",3,"14K 3",226,339,124,{"$f":"MIN(AP276,360/'Roof Bay Analysis'!$I$51*AR276)","v":186},6]
[25014.0272,25014.040799999999,25,null,14,"K",4,"14K 4",272,408,145,{"$f":"MIN(I277,360/'Roof Bay Analysis'!$I$51*K277)","v":217.5},6.7,null,null,null,null,null,null,null,null,null,null,null,null,null,null,null,null,null,null,null,null,null,25014.02175,25,null,14,"K",4,"14K 4",272,408,145,{"$f":"MIN(AP277,360/'Roof Bay Analysis'!$I$51*AR277)","v":217.5},6.7]
[25014.0334,25014.0501,25,null,14,"K",6,"14K 6",334,501,175,{"$f":"MIN(I278,360/'Roof Bay Analysis'!$I$51*K278)","v":262.5},7.7,null,null,null,null,null,null,null,null,null,null,null,null,null,null,null,null,null,null,null,null,null,25014.026249999999,25,null,14,"K",6,"14K 6",334,501,175,{"$f":"MIN(AP278,360/'Roof Bay Analysis'!$I$51*AR278)","v":262.5},7.7]
[25016.023399999998,25016.035100000001,25,null,16,"K",2,"16K 2",234,351,150,{"$f":"MIN(I279,360/'Roof Bay Analysis'!$I$51*K279)","v":225},5.5,null,null,null,null,null,null,null,null,null,null,null,null,null,null,null,null,null,null,null,null,null,25016.022499999999,25,null,16,"K",2,"16K 2",234,351,150,{"$f":"MIN(AP279,360/'Roof Bay Analysis'!$I$51*AR279)","v":225},5.5]
[25016.026000000002,25016.039000000001,25,null,16,"K",3,"16K 3",260,390,167,{"$f":"MIN(I280,360/'Roof Bay Analysis'!$I$51*K280)","v":250.5},6.3,null,null,null,null,null,null,null,null,null,null,null,null,null,null,null,null,null,null,null,null,null,25016.02505,25,null,16,"K",3,"16K 3",260,390,167,{"$f":"MIN(AP280,360/'Roof Bay Analysis'!$I$51*AR280)","v":250.5},6.3]
[25016.031299999999,25016.04695,25,null,16,"K",4,"16K 4",313,469.5,195,{"$f":"MIN(I281,360/'Roof Bay Analysis'!$I$51*K281)","v":292.5},7,null,null,null,null,null,null,null,null,null,null,null,null,null,null,null,null,null,null,null,null,null,25016.02925,25,null,16,"K",4,"16K 4",313,469.5,195,{"$f":"MIN(AP281,360/'Roof Bay Analysis'!$I$51*AR281)","v":292.5},7]
[25016.0353,25016.052950000001,25,null,16,"K",5,"16K 5",353,529.5,219,{"$f":"MIN(I282,360/'Roof Bay Analysis'!$I$51*K282)","v":328.5},7.5,null,null,null,null,null,null,null,null,null,null,null,null,null,null,null,null,null,null,null,null,null,25016.03285,25,null,16,"K",5,"16K 5",353,529.5,219,{"$f":"MIN(AP282,360/'Roof Bay Analysis'!$I$51*AR282)","v":328.5},7.5]
[25016.038400000001,25016.0576,25,null,16,"K",6,"16K 6",384,576,238,{"$f":"MIN(I283,360/'Roof Bay Analysis'!$I$51*K283)","v":357},8.1,null,null,null,null,null,null,null,null,null,null,null,null,null,null,null,null,null,null,null,null,null,25016.0357,25,null,16,"K",6,"16K 6",384,576,238,{"$f":"MIN(AP283,360/'Roof Bay Analysis'!$I$51*AR283)","v":357},8.1]
[25016.042799999999,25016.064200000001,25,null,16,"K",7,"16K 7",428,642,263,{"$f":"MIN(I284,360/'Roof Bay Analysis'!$I$51*K284)","v":394.5},8.6,null,null,null,null,null,null,null,null,null,null,null,null,null,null,null,null,null,null,null,null,null,25016.03945,25,null,16,"K",7,"16K 7",428,642,263,{"$f":"MIN(AP284,360/'Roof Bay Analysis'!$I$51*AR284)","v":394.5},8.6]
[25016.0514,25016.077099999999,25,null,16,"K",9,"16K 9",514,771,311,{"$f":"MIN(I285,360/'Roof Bay Analysis'!$I$51*K285)","v":466.5},10,null,null,null,null,null,null,null,null,null,null,null,null,null,null,null,null,null,null,null,null,null,25016.04665,25,null,16,"K",9,"16K 9",514,771,311,{"$f":"MIN(AP285,360/'Roof Bay Analysis'!$I$51*AR285)","v":466.5},10]
[25018.029399999999,25018.044099999999,25,null,18,"K",3,"18K 3",294,441,214,{"$f":"MIN(I286,360/'Roof Bay Analysis'!$I$51*K286)","v":294},6.4,null,null,null,null,null,null,null,null,null,null,null,null,null,null,null,null,null,null,null,null,null,25018.029399999999,25,null,18,"K",3,"18K 3",294,441,214,{"$f":"MIN(AP286,360/'Roof Bay Analysis'!$I$51*AR286)","v":294},6.4]
[25018.035500000002,25018.053250000001,25,null,18,"K",4,"18K 4",355,532.5,250,{"$f":"MIN(I287,360/'Roof Bay Analysis'!$I$51*K287)","v":355},7.2,null,null,null,null,null,null,null,null,null,null,null,null,null,null,null,null,null,null,null,null,null,25018.035500000002,25,null,18,"K",4,"18K 4",355,532.5,250,{"$f":"MIN(AP287,360/'Roof Bay Analysis'!$I$51*AR287)","v":355},7.2]
[25018.04,25018.06,25,null,18,"K",5,"18K 5",400,600,281,{"$f":"MIN(I288,360/'Roof Bay Analysis'!$I$51*K288)","v":400},7.7,null,null,null,null,null,null,null,null,null,null,null,null,null,null,null,null,null,null,null,null,null,25018.04,25,null,18,"K",5,"18K 5",400,600,281,{"$f":"MIN(AP288,360/'Roof Bay Analysis'!$I$51*AR288)","v":400},7.7]
[25018.0435,25018.06525,25,null,18,"K",6,"18K 6",435,652.5,305,{"$f":"MIN(I289,360/'Roof Bay Analysis'!$I$51*K289)","v":435},8.4,null,null,null,null,null,null,null,null,null,null,null,null,null,null,null,null,null,null,null,null,null,25018.0435,25,null,18,"K",6,"18K 6",435,652.5,305,{"$f":"MIN(AP289,360/'Roof Bay Analysis'!$I$51*AR289)","v":435},8.4]
[25018.048500000001,25018.072749999999,25,null,18,"K",7,"18K 7",485,727.5,337,{"$f":"MIN(I290,360/'Roof Bay Analysis'!$I$51*K290)","v":485},8.9,null,null,null,null,null,null,null,null,null,null,null,null,null,null,null,null,null,null,null,null,null,25018.048500000001,25,null,18,"K",7,"18K 7",485,727.5,337,{"$f":"MIN(AP290,360/'Roof Bay Analysis'!$I$51*AR290)","v":485},8.9]
[25018.055,25018.0825,25,null,18,"K",9,"18K 9",550,825,377,{"$f":"MIN(I291,360/'Roof Bay Analysis'!$I$51*K291)","v":550},10.1,null,null,null,null,null,null,null,null,null,null,null,null,null,null,null,null,null,null,null,null,null,25018.055,25,null,18,"K",9,"18K 9",550,825,377,{"$f":"MIN(AP291,360/'Roof Bay Analysis'!$I$51*AR291)","v":550},10.1]
[25018.055,25018.0825,25,null,18,"K",10,"18K10",550,825,377,{"$f":"MIN(I292,360/'Roof Bay Analysis'!$I$51*K292)","v":550},11.6,null,null,null,null,null,null,null,null,null,null,null,null,null,null,null,null,null,null,null,null,null,25018.055,25,null,18,"K",10,"18K10",550,825,377,{"$f":"MIN(AP292,360/'Roof Bay Analysis'!$I$51*AR292)","v":550},11.6]
[25020.032899999998,25020.049350000001,25,null,20,"K",3,"20K 3",329,493.5,266,{"$f":"MIN(I293,360/'Roof Bay Analysis'!$I$51*K293)","v":329},6.5,null,null,null,null,null,null,null,null,null,null,null,null,null,null,null,null,null,null,null,null,null,25020.032899999998,25,null,20,"K",3,"20K 3",329,493.5,266,{"$f":"MIN(AP293,360/'Roof Bay Analysis'!$I$51*AR293)","v":329},6.5]
[25020.0396,25020.059399999998,25,null,20,"K",4,"20K 4",396,594,312,{"$f":"MIN(I294,360/'Roof Bay Analysis'!$I$51*K294)","v":396},7.2,null,null,null,null,null,null,null,null,null,null,null,null,null,null,null,null,null,null,null,null,null,25020.0396,25,null,20,"K",4,"20K 4",396,594,312,{"$f":"MIN(AP294,360/'Roof Bay Analysis'!$I$51*AR294)","v":396},7.2]
[25020.044600000001,25020.066900000002,25,null,20,"K",5,"20K 5",446,669,350,{"$f":"MIN(I295,360/'Roof Bay Analysis'!$I$51*K295)","v":446},7.7,null,null,null,null,null,null,null,null,null,null,null,null,null,null,null,null,null,null,null,null,null,25020.044600000001,25,null,20,"K",5,"20K 5",446,669,350,{"$f":"MIN(AP295,360/'Roof Bay Analysis'!$I$51*AR295)","v":446},7.7]
[25020.048599999998,25020.072899999999,25,null,20,"K",6,"20K 6",486,729,380,{"$f":"MIN(I296,360/'Roof Bay Analysis'!$I$51*K296)","v":486},8.4,null,null,null,null,null,null,null,null,null,null,null,null,null,null,null,null,null,null,null,null,null,25020.048599999998,25,null,20,"K",6,"20K 6",486,729,380,{"$f":"MIN(AP296,360/'Roof Bay Analysis'!$I$51*AR296)","v":486},8.4]
[25020.054100000001,25020.081150000002,25,null,20,"K",7,"20K 7",541,811.5,421,{"$f":"MIN(I297,360/'Roof Bay Analysis'!$I$51*K297)","v":541},8.9,null,null,null,null,null,null,null,null,null,null,null,null,null,null,null,null,null,null,null,null,null,25020.054100000001,25,null,20,"K",7,"20K 7",541,811.5,421,{"$f":"MIN(AP297,360/'Roof Bay Analysis'!$I$51*AR297)","v":541},8.9]
[25020.055,25020.0825,25,null,20,"K",9,"20K 9",550,825,426,{"$f":"MIN(I298,360/'Roof Bay Analysis'!$I$51*K298)","v":550},10.1,null,null,null,null,null,null,null,null,null,null,null,null,null,null,null,null,null,null,null,null,null,25020.055,25,null,20,"K",9,"20K 9",550,825,426,{"$f":"MIN(AP298,360/'Roof Bay Analysis'!$I$51*AR298)","v":550},10.1]
[25020.055,25020.0825,25,null,20,"K",10,"20K10",550,825,426,{"$f":"MIN(I299,360/'Roof Bay Analysis'!$I$51*K299)","v":550},11.6,null,null,null,null,null,null,null,null,null,null,null,null,null,null,null,null,null,null,null,null,null,25020.055,25,null,20,"K",10,"20K10",550,825,426,{"$f":"MIN(AP299,360/'Roof Bay Analysis'!$I$51*AR299)","v":550},11.6]
[25022.043799999999,25022.065699999999,25,null,22,"K",4,"22K 4",438,657,381,{"$f":"MIN(I300,360/'Roof Bay Analysis'!$I$51*K300)","v":438},7.3,null,null,null,null,null,null,null,null,null,null,null,null,null,null,null,null,null,null,null,null,null,25022.043799999999,25,null,22,"K",4,"22K 4",438,657,381,{"$f":"MIN(AP300,360/'Roof Bay Analysis'!$I$51*AR300)","v":438},7.3]
[25022.049299999999,25022.073950000002,25,null,22,"K",5,"22K 5",493,739.5,427,{"$f":"MIN(I301,360/'Roof Bay Analysis'!$I$51*K301)","v":493},7.7,null,null,null,null,null,null,null,null,null,null,null,null,null,null,null,null,null,null,null,null,null,25022.049299999999,25,null,22,"K",5,"22K 5",493,739.5,427,{"$f":"MIN(AP301,360/'Roof Bay Analysis'!$I$51*AR301)","v":493},7.7]
[25022.0537,25022.080549999999,25,null,22,"K",6,"22K 6",537,805.5,464,{"$f":"MIN(I302,360/'Roof Bay Analysis'!$I$51*K302)","v":537},8.5,null,null,null,null,null,null,null,null,null,null,null,null,null,null,null,null,null,null,null,null,null,25022.0537,25,null,22,"K",6,"22K 6",537,805.5,464,{"$f":"MIN(AP302,360/'Roof Bay Analysis'!$I$51*AR302)","v":537},8.5]
[25022.055,25022.0825,25,null,22,"K",7,"22K 7",550,825,474,{"$f":"MIN(I303,360/'Roof Bay Analysis'!$I$51*K303)","v":550},9,null,null,null,null,null,null,null,null,null,null,null,null,null,null,null,null,null,null,null,null,null,25022.055,25,null,22,"K",7,"22K 7",550,825,474,{"$f":"MIN(AP303,360/'Roof Bay Analysis'!$I$51*AR303)","v":550},9]
[25022.055,25022.0825,25,null,22,"K",9,"22K 9",550,825,474,{"$f":"MIN(I304,360/'Roof Bay Analysis'!$I$51*K304)","v":550},10.199999999999999,null,null,null,null,null,null,null,null,null,null,null,null,null,null,null,null,null,null,null,null,null,25022.055,25,null,22,"K",9,"22K 9",550,825,474,{"$f":"MIN(AP304,360/'Roof Bay Analysis'!$I$51*AR304)","v":550},10.199999999999999]
[25022.055,25022.0825,25,null,22,"K",10,"22K10",550,825,474,{"$f":"MIN(I305,360/'Roof Bay Analysis'!$I$51*K305)","v":550},11.7,null,null,null,null,null,null,null,null,null,null,null,null,null,null,null,null,null,null,null,null,null,25022.055,25,null,22,"K",10,"22K10",550,825,474,{"$f":"MIN(AP305,360/'Roof Bay Analysis'!$I$51*AR305)","v":550},11.7]
[25022.055,25022.0825,25,null,22,"K",11,"22K11",550,825,474,{"$f":"MIN(I306,360/'Roof Bay Analysis'!$I$51*K306)","v":550},11.9,null,null,null,null,null,null,null,null,null,null,null,null,null,null,null,null,null,null,null,null,null,25022.055,25,null,22,"K",11,"22K11",550,825,474,{"$f":"MIN(AP306,360/'Roof Bay Analysis'!$I$51*AR306)","v":550},11.9]
[25024.047900000001,25024.07185,25,null,24,"K",4,"24K 4",479,718.5,456,{"$f":"MIN(I307,360/'Roof Bay Analysis'!$I$51*K307)","v":479},7.8,null,null,null,null,null,null,null,null,null,null,null,null,null,null,null,null,null,null,null,null,null,25024.047900000001,25,null,24,"K",4,"24K 4",479,718.5,456,{"$f":"MIN(AP307,360/'Roof Bay Analysis'!$I$51*AR307)","v":479},7.8]
[25024.054,25024.080999999998,25,null,24,"K",5,"24K 5",540,810,511,{"$f":"MIN(I308,360/'Roof Bay Analysis'!$I$51*K308)","v":540},7.9,null,null,null,null,null,null,null,null,null,null,null,null,null,null,null,null,null,null,null,null,null,25024.054,25,null,24,"K",5,"24K 5",540,810,511,{"$f":"MIN(AP308,360/'Roof Bay Analysis'!$I$51*AR308)","v":540},7.9]
[25024.055,25024.0825,25,null,24,"K",6,"24K 6",550,825,520,{"$f":"MIN(I309,360/'Roof Bay Analysis'!$I$51*K309)","v":550},8.5,null,null,null,null,null,null,null,null,null,null,null,null,null,null,null,null,null,null,null,null,null,25024.055,25,null,24,"K",6,"24K 6",550,825,520,{"$f":"MIN(AP309,360/'Roof Bay Analysis'!$I$51*AR309)","v":550},8.5]
[25024.055,25024.0825,25,null,24,"K",7,"24K 7",550,825,520,{"$f":"MIN(I310,360/'Roof Bay Analysis'!$I$51*K310)","v":550},9,null,null,null,null,null,null,null,null,null,null,null,null,null,null,null,null,null,null,null,null,null,25024.055,25,null,24,"K",7,"24K 7",550,825,520,{"$f":"MIN(AP310,360/'Roof Bay Analysis'!$I$51*AR310)","v":550},9]
[25024.055,25024.0825,25,null,24,"K",8,"24K 8",550,825,520,{"$f":"MIN(I311,360/'Roof Bay Analysis'!$I$51*K311)","v":550},9.4,null,null,null,null,null,null,null,null,null,null,null,null,null,null,null,null,null,null,null,null,null,25024.055,25,null,24,"K",8,"24K 8",550,825,520,{"$f":"MIN(AP311,360/'Roof Bay Analysis'!$I$51*AR311)","v":550},9.4]
[25024.055,25024.0825,25,null,24,"K",9,"24K 9",550,825,520,{"$f":"MIN(I312,360/'Roof Bay Analysis'!$I$51*K312)","v":550},10.3,null,null,null,null,null,null,null,null,null,null,null,null,null,null,null,null,null,null,null,null,null,25024.055,25,null,24,"K",9,"24K 9",550,825,520,{"$f":"MIN(AP312,360/'Roof Bay Analysis'!$I$51*AR312)","v":550},10.3]
[25024.055,25024.0825,25,null,24,"K",10,"24K10",550,825,520,{"$f":"MIN(I313,360/'Roof Bay Analysis'!$I$51*K313)","v":550},11.7,null,null,null,null,null,null,null,null,null,null,null,null,null,null,null,null,null,null,null,null,null,25024.055,25,null,24,"K",10,"24K10",550,825,520,{"$f":"MIN(AP313,360/'Roof Bay Analysis'!$I$51*AR313)","v":550},11.7]
[25024.055,25024.0825,25,null,24,"K",12,"24K12",550,825,520,{"$f":"MIN(I314,360/'Roof Bay Analysis'!$I$51*K314)","v":550},13.5,null,null,null,null,null,null,null,null,null,null,null,null,null,null,null,null,null,null,null,null,null,25024.055,25,null,24,"K",12,"24K12",550,825,520,{"$f":"MIN(AP314,360/'Roof Bay Analysis'!$I$51*AR314)","v":550},13.5]
[26014.016599999999,26014.0249,26,null,14,"K",1,"14K 1",166,249,83,{"$f":"MIN(I315,360/'Roof Bay Analysis'!$I$51*K315)","v":124.5},5.2,null,null,null,null,null,null,null,null,null,null,null,null,null,null,null,null,null,null,null,null,null,26014.012449999998,26,null,14,"K",1,"14K 1",166,249,83,{"$f":"MIN(AP315,360/'Roof Bay Analysis'!$I$51*AR315)","v":124.5},5.2]
[26014.0209,26014.031350000001,26,null,14,"K",3,"14K 3",209,313.5,110,{"$f":"MIN(I316,360/'Roof Bay Analysis'!$I$51*K316)","v":165},6,null,null,null,null,null,null,null,null,null,null,null,null,null,null,null,null,null,null,null,null,null,26014.016500000002,26,null,14,"K",3,"14K 3",209,313.5,110,{"$f":"MIN(AP316,360/'Roof Bay Analysis'!$I$51*AR316)","v":165},6]
[26014.025099999999,26014.037649999998,26,null,14,"K",4,"14K 4",251,376.5,129,{"$f":"MIN(I317,360/'Roof Bay Analysis'!$I$51*K317)","v":193.5},6.7,null,null,null,null,null,null,null,null,null,null,null,null,null,null,null,null,null,null,null,null,null,26014.019349999999,26,null,14,"K",4,"14K 4",251,376.5,129,{"$f":"MIN(AP317,360/'Roof Bay Analysis'!$I$51*AR317)","v":193.5},6.7]
[26014.0308,26014.046200000001,26,null,14,"K",6,"14K 6",308,462,156,{"$f":"MIN(I318,360/'Roof Bay Analysis'!$I$51*K318)","v":234},7.7,null,null,null,null,null,null,null,null,null,null,null,null,null,null,null,null,null,null,null,null,null,26014.023399999998,26,null,14,"K",6,"14K 6",308,462,156,{"$f":"MIN(AP318,360/'Roof Bay Analysis'!$I$51*AR318)","v":234},7.7]
[26016.0216,26016.0324,26,null,16,"K",2,"16K 2",216,324,133,{"$f":"MIN(I319,360/'Roof Bay Analysis'!$I$51*K319)","v":199.5},5.5,null,null,null,null,null,null,null,null,null,null,null,null,null,null,null,null,null,null,null,null,null,26016.019950000002,26,null,16,"K",2,"16K 2",216,324,133,{"$f":"MIN(AP319,360/'Roof Bay Analysis'!$I$51*AR319)","v":199.5},5.5]
[26016.024000000001,26016.036,26,null,16,"K",3,"16K 3",240,360,148,{"$f":"MIN(I320,360/'Roof Bay Analysis'!$I$51*K320)","v":222},6.3,null,null,null,null,null,null,null,null,null,null,null,null,null,null,null,null,null,null,null,null,null,26016.022199999999,26,null,16,"K",3,"16K 3",240,360,148,{"$f":"MIN(AP320,360/'Roof Bay Analysis'!$I$51*AR320)","v":222},6.3]
[26016.028900000001,26016.04335,26,null,16,"K",4,"16K 4",289,433.5,173,{"$f":"MIN(I321,360/'Roof Bay Analysis'!$I$51*K321)","v":259.5},7,null,null,null,null,null,null,null,null,null,null,null,null,null,null,null,null,null,null,null,null,null,26016.025949999999,26,null,16,"K",4,"16K 4",289,433.5,173,{"$f":"MIN(AP321,360/'Roof Bay Analysis'!$I$51*AR321)","v":259.5},7]
[26016.032599999999,26016.048900000002,26,null,16,"K",5,"16K 5",326,489,194,{"$f":"MIN(I322,360/'Roof Bay Analysis'!$I$51*K322)","v":291},7.5,null,null,null,null,null,null,null,null,null,null,null,null,null,null,null,null,null,null,null,null,null,26016.0291,26,null,16,"K",5,"16K 5",326,489,194,{"$f":"MIN(AP322,360/'Roof Bay Analysis'!$I$51*AR322)","v":291},7.5]
[26016.035500000002,26016.053250000001,26,null,16,"K",6,"16K 6",355,532.5,211,{"$f":"MIN(I323,360/'Roof Bay Analysis'!$I$51*K323)","v":316.5},8.1,null,null,null,null,null,null,null,null,null,null,null,null,null,null,null,null,null,null,null,null,null,26016.031650000001,26,null,16,"K",6,"16K 6",355,532.5,211,{"$f":"MIN(AP323,360/'Roof Bay Analysis'!$I$51*AR323)","v":316.5},8.1]
[{"$f":"C324*1000+E324+I324/10000","v":26016.039499999999},{"$f":"C324*1000+E324+J324/10000","v":26016.059249999998},26,null,16,"K",7,"16K 7",395,{"$f":"1.5*I324","v":592.5},233,{"$f":"MIN(I324,360/'Roof Bay Analysis'!$I$51*K324)","v":349.5},8.6,null,null,null,null,null,null,null,null,null,null,null,null,null,null,null,null,null,null,null,null,null,{"$f":"AJ324*1000+AL324+AS324/10000","v":26016.034950000001},26,null,16,"K",7,"16K 7",395,{"$f":"1.5*AP324","v":592.5},233,{"$f":"MIN(AP324,360/'Roof Bay Analysis'!$I$51*AR324)","v":349.5},8.6]
[26016.047399999999,26016.071100000001,26,null,{"$f":"VALUE(LEFT(H325,2))","v":16},{"$f":"MID(H325,3,LEN(H325)-4)","v":"K"},{"$f":"VALUE(RIGHT(H325,2))","v":9},"16K 9",474,711,276,{"$f":"MIN(I325,360/'Roof Bay Analysis'!$I$51*K325)","v":414},10,null,null,null,null,null,null,null,null,null,null,null,null,null,null,null,null,null,null,null,null,null,26016.041399999998,26,null,{"$f":"VALUE(LEFT(AO325,2))","v":16},{"$f":"MID(AO325,3,LEN(AO325)-4)","v":"K"},{"$f":"VALUE(RIGHT(AO325,2))","v":9},"16K 9",474,711,276,{"$f":"MIN(AP325,360/'Roof Bay Analysis'!$I$51*AR325)","v":414},10]
[26018.0272,26018.040799999999,26,null,18,"K",3,"18K 3",272,408,190,{"$f":"MIN(I326,360/'Roof Bay Analysis'!$I$51*K326)","v":272},6.4,null,null,null,null,null,null,null,null,null,null,null,null,null,null,null,null,null,null,null,null,null,26018.0272,26,null,18,"K",3,"18K 3",272,408,190,{"$f":"MIN(AP326,360/'Roof Bay Analysis'!$I$51*AR326)","v":272},6.4]
[26018.032800000001,26018.049200000001,26,null,18,"K",4,"18K 4",328,492,222,{"$f":"MIN(I327,360/'Roof Bay Analysis'!$I$51*K327)","v":328},7.2,null,null,null,null,null,null,null,null,null,null,null,null,null,null,null,null,null,null,null,null,null,26018.032800000001,26,null,18,"K",4,"18K 4",328,492,222,{"$f":"MIN(AP327,360/'Roof Bay Analysis'!$I$51*AR327)","v":328},7.2]
[26018.036899999999,26018.055349999999,26,null,18,"K",5,"18K 5",369,553.5,249,{"$f":"MIN(I328,360/'Roof Bay Analysis'!$I$51*K328)","v":369},7.7,null,null,null,null,null,null,null,null,null,null,null,null,null,null,null,null,null,null,null,null,null,26018.036899999999,26,null,18,"K",5,"18K 5",369,553.5,249,{"$f":"MIN(AP328,360/'Roof Bay Analysis'!$I$51*AR328)","v":369},7.7]
[26018.040199999999,26018.060300000001,26,null,18,"K",6,"18K 6",402,603,271,{"$f":"MIN(I329,360/'Roof Bay Analysis'!$I$51*K329)","v":402},8.4,null,null,null,null,null,null,null,null,null,null,null,null,null,null,null,null,null,null,null,null,null,26018.040199999999,26,null,18,"K",6,"18K 6",402,603,271,{"$f":"MIN(AP329,360/'Roof Bay Analysis'!$I$51*AR329)","v":402},8.4]
[26018.0448,26018.067200000001,26,null,18,"K",7,"18K 7",448,672,299,{"$f":"MIN(I330,360/'Roof Bay Analysis'!$I$51*K330)","v":448},8.9,null,null,null,null,null,null,null,null,null,null,null,null,null,null,null,null,null,null,null,null,null,26018.0448,26,null,18,"K",7,"18K 7",448,672,299,{"$f":"MIN(AP330,360/'Roof Bay Analysis'!$I$51*AR330)","v":448},8.9]
[26018.053800000002,26018.080699999999,26,null,18,"K",9,"18K 9",538,807,354,{"$f":"MIN(I331,360/'Roof Bay Analysis'!$I$51*K331)","v":531},10.1,null,null,null,null,null,null,null,null,null,null,null,null,null,null,null,null,null,null,null,null,null,26018.053100000001,26,null,18,"K",9,"18K 9",538,807,354,{"$f":"MIN(AP331,360/'Roof Bay Analysis'!$I$51*AR331)","v":531},10.1]
[26018.055,26018.0825,26,null,18,"K",10,"18K10",550,825,361,{"$f":"MIN(I332,360/'Roof Bay Analysis'!$I$51*K332)","v":541.5},11.6,null,null,null,null,null,null,null,null,null,null,null,null,null,null,null,null,null,null,null,null,null,26018.05415,26,null,18,"K",10,"18K10",550,825,361,{"$f":"MIN(AP332,360/'Roof Bay Analysis'!$I$51*AR332)","v":541.5},11.6]
[26020.0304,26020.045600000001,26,null,20,"K",3,"20K 3",304,456,236,{"$f":"MIN(I333,360/'Roof Bay Analysis'!$I$51*K333)","v":304},6.5,null,null,null,null,null,null,null,null,null,null,null,null,null,null,null,null,null,null,null,null,null,26020.0304,26,null,20,"K",3,"20K 3",304,456,236,{"$f":"MIN(AP333,360/'Roof Bay Analysis'!$I$51*AR333)","v":304},6.5]
[26020.036599999999,26020.054899999999,26,null,20,"K",4,"20K 4",366,549,277,{"$f":"MIN(I334,360/'Roof Bay Analysis'!$I$51*K334)","v":366},7.2,null,null,null,null,null,null,null,null,null,null,null,null,null,null,null,null,null,null,null,null,null,26020.036599999999,26,null,20,"K",4,"20K 4",366,549,277,{"$f":"MIN(AP334,360/'Roof Bay Analysis'!$I$51*AR334)","v":366},7.2]
[26020.0412,26020.061799999999,26,null,20,"K",5,"20K 5",412,618,310,{"$f":"MIN(I335,360/'Roof Bay Analysis'!$I$51*K335)","v":412},7.7,null,null,null,null,null,null,null,null,null,null,null,null,null,null,null,null,null,null,null,null,null,26020.0412,26,null,20,"K",5,"20K 5",412,618,310,{"$f":"MIN(AP335,360/'Roof Bay Analysis'!$I$51*AR335)","v":412},7.7]
[26020.044900000001,26020.067350000001,26,null,20,"K",6,"20K 6",449,673.5,337,{"$f":"MIN(I336,360/'Roof Bay Analysis'!$I$51*K336)","v":449},8.4,null,null,null,null,null,null,null,null,null,null,null,null,null,null,null,null,null,null,null,null,null,26020.044900000001,26,null,20,"K",6,"20K 6",449,673.5,337,{"$f":"MIN(AP336,360/'Roof Bay Analysis'!$I$51*AR336)","v":449},8.4]
[26020.05,26020.075000000001,26,null,20,"K",7,"20K 7",500,750,373,{"$f":"MIN(I337,360/'Roof Bay Analysis'!$I$51*K337)","v":500},8.9,null,null,null,null,null,null,null,null,null,null,null,null,null,null,null,null,null,null,null,null,null,26020.05,26,null,20,"K",7,"20K 7",500,750,373,{"$f":"MIN(AP337,360/'Roof Bay Analysis'!$I$51*AR337)","v":500},8.9]
[26020.055,26020.0825,26,null,20,"K",9,"20K 9",550,825,405,{"$f":"MIN(I338,360/'Roof Bay Analysis'!$I$51*K338)","v":550},10.1,null,null,null,null,null,null,null,null,null,null,null,null,null,null,null,null,null,null,null,null,null,26020.055,26,null,20,"K",9,"20K 9",550,825,405,{"$f":"MIN(AP338,360/'Roof Bay Analysis'!$I$51*AR338)","v":550},10.1]
[26020.055,26020.0825,26,null,20,"K",10,"20K10",550,825,405,{"$f":"MIN(I339,360/'Roof Bay Analysis'!$I$51*K339)","v":550},11.6,null,null,null,null,null,null,null,null,null,null,null,null,null,null,null,null,null,null,null,null,null,26020.055,26,null,20,"K",10,"20K10",550,825,405,{"$f":"MIN(AP339,360/'Roof Bay Analysis'!$I$51*AR339)","v":550},11.6]
[26022.040400000002,26022.060600000001,26,null,22,"K",4,"22K 4",404,606,338,{"$f":"MIN(I340,360/'Roof Bay Analysis'!$I$51*K340)","v":404},7.3,null,null,null,null,null,null,null,null,null,null,null,null,null,null,null,null,null,null,null,null,null,26022.040400000002,26,null,22,"K",4,"22K 4",404,606,338,{"$f":"MIN(AP340,360/'Roof Bay Analysis'!$I$51*AR340)","v":404},7.3]
[26022.0455,26022.06825,26,null,22,"K",5,"22K 5",455,682.5,379,{"$f":"MIN(I341,360/'Roof Bay Analysis'!$I$51*K341)","v":455},7.7,null,null,null,null,null,null,null,null,null,null,null,null,null,null,null,null,null,null,null,null,null,26022.0455,26,null,22,"K",5,"22K 5",455,682.5,379,{"$f":"MIN(AP341,360/'Roof Bay Analysis'!$I$51*AR341)","v":455},7.7]
[26022.049599999998,26022.074400000001,26,null,22,"K",6,"22K 6",496,744,411,{"$f":"MIN(I342,360/'Roof Bay Analysis'!$I$51*K342)","v":496},8.5,null,null,null,null,null,null,null,null,null,null,null,null,null,null,null,null,null,null,null,null,null,26022.049599999998,26,null,22,"K",6,"22K 6",496,744,411,{"$f":"MIN(AP342,360/'Roof Bay Analysis'!$I$51*AR342)","v":496},8.5]
[26022.055,26022.0825,26,null,22,"K",7,"22K 7",550,825,454,{"$f":"MIN(I343,360/'Roof Bay Analysis'!$I$51*K343)","v":550},9,null,null,null,null,null,null,null,null,null,null,null,null,null,null,null,null,null,null,null,null,null,26022.055,26,null,22,"K",7,"22K 7",550,825,454,{"$f":"MIN(AP343,360/'Roof Bay Analysis'!$I$51*AR343)","v":550},9]
[26022.055,26022.0825,26,null,22,"K",9,"22K 9",550,825,454,{"$f":"MIN(I344,360/'Roof Bay Analysis'!$I$51*K344)","v":550},10.199999999999999,null,null,null,null,null,null,null,null,null,null,null,null,null,null,null,null,null,null,null,null,null,26022.055,26,null,22,"K",9,"22K 9",550,825,454,{"$f":"MIN(AP344,360/'Roof Bay Analysis'!$I$51*AR344)","v":550},10.199999999999999]
[26022.055,26022.0825,26,null,22,"K",10,"22K10",550,825,454,{"$f":"MIN(I345,360/'Roof Bay Analysis'!$I$51*K345)","v":550},11.7,null,null,null,null,null,null,null,null,null,null,null,null,null,null,null,null,null,null,null,null,null,26022.055,26,null,22,"K",10,"22K10",550,825,454,{"$f":"MIN(AP345,360/'Roof Bay Analysis'!$I$51*AR345)","v":550},11.7]
[26022.055,26022.0825,26,null,22,"K",11,"22K11",550,825,454,{"$f":"MIN(I346,360/'Roof Bay Analysis'!$I$51*K346)","v":550},11.9,null,null,null,null,null,null,null,null,null,null,null,null,null,null,null,null,null,null,null,null,null,26022.055,26,null,22,"K",11,"22K11",550,825,454,{"$f":"MIN(AP346,360/'Roof Bay Analysis'!$I$51*AR346)","v":550},11.9]
[26024.0442,26024.066299999999,26,null,24,"K",4,"24K 4",442,663,405,{"$f":"MIN(I347,360/'Roof Bay Analysis'!$I$51*K347)","v":442},7.8,null,null,null,null,null,null,null,null,null,null,null,null,null,null,null,null,null,null,null,null,null,26024.0442,26,null,24,"K",4,"24K 4",442,663,405,{"$f":"MIN(AP347,360/'Roof Bay Analysis'!$I$51*AR347)","v":442},7.8]
[26024.049900000002,26024.074850000001,26,null,24,"K",5,"24K 5",499,748.5,453,{"$f":"MIN(I348,360/'Roof Bay Analysis'!$I$51*K348)","v":499},7.9,null,null,null,null,null,null,null,null,null,null,null,null,null,null,null,null,null,null,null,null,null,26024.049900000002,26,null,24,"K",5,"24K 5",499,748.5,453,{"$f":"MIN(AP348,360/'Roof Bay Analysis'!$I$51*AR348)","v":499},7.9]
[26024.0543,26024.081450000001,26,null,24,"K",6,"24K 6",543,814.5,493,{"$f":"MIN(I349,360/'Roof Bay Analysis'!$I$51*K349)","v":543},8.5,null,null,null,null,null,null,null,null,null,null,null,null,null,null,null,null,null,null,null,null,null,26024.0543,26,null,24,"K",6,"24K 6",543,814.5,493,{"$f":"MIN(AP349,360/'Roof Bay Analysis'!$I$51*AR349)","v":543},8.5]
[26024.055,26024.0825,26,null,24,"K",7,"24K 7",550,825,499,{"$f":"MIN(I350,360/'Roof Bay Analysis'!$I$51*K350)","v":550},9,null,null,null,null,null,null,null,null,null,null,null,null,null,null,null,null,null,null,null,null,null,26024.055,26,null,24,"K",7,"24K 7",550,825,499,{"$f":"MIN(AP350,360/'Roof Bay Analysis'!$I$51*AR350)","v":550},9]
[26024.055,26024.0825,26,null,24,"K",8,"24K 8",550,825,499,{"$f":"MIN(I351,360/'Roof Bay Analysis'!$I$51*K351)","v":550},9.4,null,null,null,null,null,null,null,null,null,null,null,null,null,null,null,null,null,null,null,null,null,26024.055,26,null,24,"K",8,"24K 8",550,825,499,{"$f":"MIN(AP351,360/'Roof Bay Analysis'!$I$51*AR351)","v":550},9.4]
[26024.055,26024.0825,26,null,24,"K",9,"24K 9",550,825,499,{"$f":"MIN(I352,360/'Roof Bay Analysis'!$I$51*K352)","v":550},10.3,null,null,null,null,null,null,null,null,null,null,null,null,null,null,null,null,null,null,null,null,null,26024.055,26,null,24,"K",9,"24K 9",550,825,499,{"$f":"MIN(AP352,360/'Roof Bay Analysis'!$I$51*AR352)","v":550},10.3]
[26024.055,26024.0825,26,null,24,"K",10,"24K10",550,825,499,{"$f":"MIN(I353,360/'Roof Bay Analysis'!$I$51*K353)","v":550},11.7,null,null,null,null,null,null,null,null,null,null,null,null,null,null,null,null,null,null,null,null,null,26024.055,26,null,24,"K",10,"24K10",550,825,499,{"$f":"MIN(AP353,360/'Roof Bay Analysis'!$I$51*AR353)","v":550},11.7]
[26024.055,26024.0825,26,null,24,"K",12,"24K12",550,825,499,{"$f":"MIN(I354,360/'Roof Bay Analysis'!$I$51*K354)","v":550},13.5,null,null,null,null,null,null,null,null,null,null,null,null,null,null,null,null,null,null,null,null,null,26024.055,26,null,24,"K",12,"24K12",550,825,499,{"$f":"MIN(AP354,360/'Roof Bay Analysis'!$I$51*AR354)","v":550},13.5]
[26026.054199999999,26026.081300000002,26,null,26,"K",5,"26K 5",542,813,535,{"$f":"MIN(I355,360/'Roof Bay Analysis'!$I$51*K355)","v":542},8.1,null,null,null,null,null,null,null,null,null,null,null,null,null,null,null,null,null,null,null,null,null,26026.054199999999,26,null,26,"K",5,"26K 5",542,813,535,{"$f":"MIN(AP355,360/'Roof Bay Analysis'!$I$51*AR355)","v":542},8.1]
[26026.055,26026.0825,26,null,26,"K",6,"26K 6",550,825,541,{"$f":"MIN(I356,360/'Roof Bay Analysis'!$I$51*K356)","v":550},8.6,null,null,null,null,null,null,null,null,null,null,null,null,null,null,null,null,null,null,null,null,null,26026.055,26,null,26,"K",6,"26K 6",550,825,541,{"$f":"MIN(AP356,360/'Roof Bay Analysis'!$I$51*AR356)","v":550},8.6]
[26026.055,26026.0825,26,null,26,"K",7,"26K 7",550,825,541,{"$f":"MIN(I357,360/'Roof Bay Analysis'!$I$51*K357)","v":550},9,null,null,null,null,null,null,null,null,null,null,null,null,null,null,null,null,null,null,null,null,null,26026.055,26,null,26,"K",7,"26K 7",550,825,541,{"$f":"MIN(AP357,360/'Roof Bay Analysis'!$I$51*AR357)","v":550},9]
[26026.055,26026.0825,26,null,26,"K",8,"26K 8",550,825,541,{"$f":"MIN(I358,360/'Roof Bay Analysis'!$I$51*K358)","v":550},9.6999999999999993,null,null,null,null,null,null,null,null,null,null,null,null,null,null,null,null,null,null,null,null,null,26026.055,26,null,26,"K",8,"26K 8",550,825,541,{"$f":"MIN(AP358,360/'Roof Bay Analysis'!$I$51*AR358)","v":550},9.6999999999999993]
[26026.055,26026.0825,26,null,26,"K",9,"26K 9",550,825,541,{"$f":"MIN(I359,360/'Roof Bay Analysis'!$I$51*K359)","v":550},10.4,null,null,null,null,null,null,null,null,null,null,null,null,null,null,null,null,null,null,null,null,null,26026.055,26,null,26,"K",9,"26K 9",550,825,541,{"$f":"MIN(AP359,360/'Roof Bay Analysis'!$I$51*AR359)","v":550},10.4]
[26026.055,26026.0825,26,null,26,"K",10,"26K10",550,825,541,{"$f":"MIN(I360,360/'Roof Bay Analysis'!$I$51*K360)","v":550},11.8,null,null,null,null,null,null,null,null,null,null,null,null,null,null,null,null,null,null,null,null,null,26026.055,26,null,26,"K",10,"26K10",550,825,541,{"$f":"MIN(AP360,360/'Roof Bay Analysis'!$I$51*AR360)","v":550},11.8]
[26026.055,26026.0825,26,null,26,"K",12,"26K12",550,825,541,{"$f":"MIN(I361,360/'Roof Bay Analysis'!$I$51*K361)","v":550},13.7,null,null,null,null,null,null,null,null,null,null,null,null,null,null,null,null,null,null,null,null,null,26026.055,26,null,26,"K",12,"26K12",550,825,541,{"$f":"MIN(AP361,360/'Roof Bay Analysis'!$I$51*AR361)","v":550},13.7]
[27014.0154,27014.023099999999,27,"X",14,"K",1,"14K 1",154,231,79,{"$f":"MIN(I362,360/'Roof Bay Analysis'!$I$51*K362)","v":118.5},5.2,null,null,null,null,null,null,null,null,null,null,null,null,null,null,null,null,null,null,null,null,null,27014.011849999999,27,"X",14,"K",1,"14K 1",154,231,79,{"$f":"MIN(AP362,360/'Roof Bay Analysis'!$I$51*AR362)","v":118.5},5.2]
[27014.0193,27014.02895,27,null,14,"K",3,"14K 3",193,289.5,98,{"$f":"MIN(I363,360/'Roof Bay Analysis'!$I$51*K363)","v":147},6,null,null,null,null,null,null,null,null,null,null,null,null,null,null,null,null,null,null,null,null,null,27014.0147,27,null,14,"K",3,"14K 3",193,289.5,98,{"$f":"MIN(AP363,360/'Roof Bay Analysis'!$I$51*AR363)","v":147},6]
[27014.023300000001,27014.034950000001,27,null,14,"K",4,"14K 4",233,349.5,115,{"$f":"MIN(I364,360/'Roof Bay Analysis'!$I$51*K364)","v":172.5},6.7,null,null,null,null,null,null,null,null,null,null,null,null,null,null,null,null,null,null,null,null,null,27014.017250000001,27,null,14,"K",4,"14K 4",233,349.5,115,{"$f":"MIN(AP364,360/'Roof Bay Analysis'!$I$51*AR364)","v":172.5},6.7]
[27014.0285,27014.042750000001,27,null,14,"K",6,"14K 6",285,427.5,139,{"$f":"MIN(I365,360/'Roof Bay Analysis'!$I$51*K365)","v":208.5},7.7,null,null,null,null,null,null,null,null,null,null,null,null,null,null,null,null,null,null,null,null,null,27014.020850000001,27,null,14,"K",6,"14K 6",285,427.5,139,{"$f":"MIN(AP365,360/'Roof Bay Analysis'!$I$51*AR365)","v":208.5},7.7]
[27016.02,27016.03,27,null,16,"K",2,"16K 2",200,300,119,{"$f":"MIN(I366,360/'Roof Bay Analysis'!$I$51*K366)","v":178.5},5.5,null,null,null,null,null,null,null,null,null,null,null,null,null,null,null,null,null,null,null,null,null,27016.01785,27,null,16,"K",2,"16K 2",200,300,119,{"$f":"MIN(AP366,360/'Roof Bay Analysis'!$I$51*AR366)","v":178.5},5.5]
[27016.022300000001,27016.033449999999,27,null,16,"K",3,"16K 3",223,334.5,132,{"$f":"MIN(I367,360/'Roof Bay Analysis'!$I$51*K367)","v":198},6.3,null,null,null,null,null,null,null,null,null,null,null,null,null,null,null,null,null,null,null,null,null,27016.019799999998,27,null,16,"K",3,"16K 3",223,334.5,132,{"$f":"MIN(AP367,360/'Roof Bay Analysis'!$I$51*AR367)","v":198},6.3]
[27016.0268,27016.040199999999,27,null,16,"K",4,"16K 4",268,402,155,{"$f":"MIN(I368,360/'Roof Bay Analysis'!$I$51*K368)","v":232.5},7,null,null,null,null,null,null,null,null,null,null,null,null,null,null,null,null,null,null,null,null,null,27016.023249999998,27,null,16,"K",4,"16K 4",268,402,155,{"$f":"MIN(AP368,360/'Roof Bay Analysis'!$I$51*AR368)","v":232.5},7]
[27016.030200000001,27016.045300000002,27,null,16,"K",5,"16K 5",302,453,173,{"$f":"MIN(I369,360/'Roof Bay Analysis'!$I$51*K369)","v":259.5},7.5,null,null,null,null,null,null,null,null,null,null,null,null,null,null,null,null,null,null,null,null,null,27016.025949999999,27,null,16,"K",5,"16K 5",302,453,173,{"$f":"MIN(AP369,360/'Roof Bay Analysis'!$I$51*AR369)","v":259.5},7.5]
[27016.032899999998,27016.049350000001,27,null,16,"K",6,"16K 6",329,493.5,188,{"$f":"MIN(I370,360/'Roof Bay Analysis'!$I$51*K370)","v":282},8.1,null,null,null,null,null,null,null,null,null,null,null,null,null,null,null,null,null,null,null,null,null,27016.028200000001,27,null,16,"K",6,"16K 6",329,493.5,188,{"$f":"MIN(AP370,360/'Roof Bay Analysis'!$I$51*AR370)","v":282},8.1]
[27016.036599999999,27016.054899999999,27,null,16,"K",7,"16K 7",366,549,208,{"$f":"MIN(I371,360/'Roof Bay Analysis'!$I$51*K371)","v":312},8.6,null,null,null,null,null,null,null,null,null,null,null,null,null,null,null,null,null,null,null,null,null,27016.031200000001,27,null,16,"K",7,"16K 7",366,549,208,{"$f":"MIN(AP371,360/'Roof Bay Analysis'!$I$51*AR371)","v":312},8.6]
[27016.043900000001,27016.065849999999,27,null,16,"K",9,"16K 9",439,658.5,246,{"$f":"MIN(I372,360/'Roof Bay Analysis'!$I$51*K372)","v":369},10,null,null,null,null,null,null,null,null,null,null,null,null,null,null,null,null,null,null,null,null,null,27016.036899999999,27,null,16,"K",9,"16K 9",439,658.5,246,{"$f":"MIN(AP372,360/'Roof Bay Analysis'!$I$51*AR372)","v":369},10]
[27018.0252,27018.037799999998,27,null,18,"K",3,"18K 3",252,378,169,{"$f":"MIN(I373,360/'Roof Bay Analysis'!$I$51*K373)","v":252},6.4,null,null,null,null,null,null,null,null,null,null,null,null,null,null,null,null,null,null,null,null,null,27018.0252,27,null,18,"K",3,"18K 3",252,378,169,{"$f":"MIN(AP373,360/'Roof Bay Analysis'!$I$51*AR373)","v":252},6.4]
[27018.030299999999,27018.045450000001,27,null,18,"K",4,"18K 4",303,454.5,198,{"$f":"MIN(I374,360/'Roof Bay Analysis'!$I$51*K374)","v":297},7.2,null,null,null,null,null,null,null,null,null,null,null,null,null,null,null,null,null,null,null,null,null,27018.029699999999,27,null,18,"K",4,"18K 4",303,454.5,198,{"$f":"MIN(AP374,360/'Roof Bay Analysis'!$I$51*AR374)","v":297},7.2]
[27018.034199999998,27018.051299999999,27,null,18,"K",5,"18K 5",342,513,222,{"$f":"MIN(I375,360/'Roof Bay Analysis'!$I$51*K375)","v":333},7.7,null,null,null,null,null,null,null,null,null,null,null,null,null,null,null,null,null,null,null,null,null,27018.033299999999,27,null,18,"K",5,"18K 5",342,513,222,{"$f":"MIN(AP375,360/'Roof Bay Analysis'!$I$51*AR375)","v":333},7.7]
[27018.037199999999,27018.055799999998,27,null,18,"K",6,"18K 6",372,558,241,{"$f":"MIN(I376,360/'Roof Bay Analysis'!$I$51*K376)","v":361.5},8.4,null,null,null,null,null,null,null,null,null,null,null,null,null,null,null,null,null,null,null,null,null,27018.03615,27,null,18,"K",6,"18K 6",372,558,241,{"$f":"MIN(AP376,360/'Roof Bay Analysis'!$I$51*AR376)","v":361.5},8.4]
[27018.041499999999,27018.062249999999,27,null,18,"K",7,"18K 7",415,622.5,267,{"$f":"MIN(I377,360/'Roof Bay Analysis'!$I$51*K377)","v":400.5},8.9,null,null,null,null,null,null,null,null,null,null,null,null,null,null,null,null,null,null,null,null,null,27018.04005,27,null,18,"K",7,"18K 7",415,622.5,267,{"$f":"MIN(AP377,360/'Roof Bay Analysis'!$I$51*AR377)","v":400.5},8.9]
[27018.049800000001,27018.074700000001,27,null,18,"K",9,"18K 9",498,747,315,{"$f":"MIN(I378,360/'Roof Bay Analysis'!$I$51*K378)","v":472.5},10.1,null,null,null,null,null,null,null,null,null,null,null,null,null,null,null,null,null,null,null,null,null,27018.04725,27,null,18,"K",9,"18K 9",498,747,315,{"$f":"MIN(AP378,360/'Roof Bay Analysis'!$I$51*AR378)","v":472.5},10.1]
[27018.055,27018.0825,27,null,18,"K",10,"18K10",550,825,347,{"$f":"MIN(I379,360/'Roof Bay Analysis'!$I$51*K379)","v":520.5},11.6,null,null,null,null,null,null,null,null,null,null,null,null,null,null,null,null,null,null,null,null,null,27018.052049999998,27,null,18,"K",10,"18K10",550,825,347,{"$f":"MIN(AP379,360/'Roof Bay Analysis'!$I$51*AR379)","v":520.5},11.6]
[27020.0281,27020.042150000001,27,null,20,"K",3,"20K 3",281,421.5,211,{"$f":"MIN(I380,360/'Roof Bay Analysis'!$I$51*K380)","v":281},6.5,null,null,null,null,null,null,null,null,null,null,null,null,null,null,null,null,null,null,null,null,null,27020.0281,27,null,20,"K",3,"20K 3",281,421.5,211,{"$f":"MIN(AP380,360/'Roof Bay Analysis'!$I$51*AR380)","v":281},6.5]
[27020.033899999999,27020.05085,27,null,20,"K",4,"20K 4",339,508.5,247,{"$f":"MIN(I381,360/'Roof Bay Analysis'!$I$51*K381)","v":339},7.2,null,null,null,null,null,null,null,null,null,null,null,null,null,null,null,null,null,null,null,null,null,27020.033899999999,27,null,20,"K",4,"20K 4",339,508.5,247,{"$f":"MIN(AP381,360/'Roof Bay Analysis'!$I$51*AR381)","v":339},7.2]
[27020.038199999999,27020.0573,27,null,20,"K",5,"20K 5",382,573,277,{"$f":"MIN(I382,360/'Roof Bay Analysis'!$I$51*K382)","v":382},7.7,null,null,null,null,null,null,null,null,null,null,null,null,null,null,null,null,null,null,null,null,null,27020.038199999999,27,null,20,"K",5,"20K 5",382,573,277,{"$f":"MIN(AP382,360/'Roof Bay Analysis'!$I$51*AR382)","v":382},7.7]
[27020.0416,27020.062399999999,27,null,20,"K",6,"20K 6",416,624,301,{"$f":"MIN(I383,360/'Roof Bay Analysis'!$I$51*K383)","v":416},8.4,null,null,null,null,null,null,null,null,null,null,null,null,null,null,null,null,null,null,null,null,null,27020.0416,27,null,20,"K",6,"20K 6",416,624,301,{"$f":"MIN(AP383,360/'Roof Bay Analysis'!$I$51*AR383)","v":416},8.4]
[27020.046300000002,27020.069449999999,27,null,20,"K",7,"20K 7",463,694.5,333,{"$f":"MIN(I384,360/'Roof Bay Analysis'!$I$51*K384)","v":463},8.9,null,null,null,null,null,null,null,null,null,null,null,null,null,null,null,null,null,null,null,null,null,27020.046300000002,27,null,20,"K",7,"20K 7",463,694.5,333,{"$f":"MIN(AP384,360/'Roof Bay Analysis'!$I$51*AR384)","v":463},8.9]
[27020.055,27020.0825,27,null,20,"K",9,"20K 9",550,825,389,{"$f":"MIN(I385,360/'Roof Bay Analysis'!$I$51*K385)","v":550},10.1,null,null,null,null,null,null,null,null,null,null,null,null,null,null,null,null,null,null,null,null,null,27020.055,27,null,20,"K",9,"20K 9",550,825,389,{"$f":"MIN(AP385,360/'Roof Bay Analysis'!$I$51*AR385)","v":550},10.1]
[27020.055,27020.0825,27,null,20,"K",10,"20K10",550,825,389,{"$f":"MIN(I386,360/'Roof Bay Analysis'!$I$51*K386)","v":550},11.6,null,null,null,null,null,null,null,null,null,null,null,null,null,null,null,null,null,null,null,null,null,27020.055,27,null,20,"K",10,"20K10",550,825,389,{"$f":"MIN(AP386,360/'Roof Bay Analysis'!$I$51*AR386)","v":550},11.6]
[27022.037400000001,27022.056100000002,27,null,22,"K",4,"22K 4",374,561,301,{"$f":"MIN(I387,360/'Roof Bay Analysis'!$I$51*K387)","v":374},7.3,null,null,null,null,null,null,null,null,null,null,null,null,null,null,null,null,null,null,null,null,null,27022.037400000001,27,null,22,"K",4,"22K 4",374,561,301,{"$f":"MIN(AP387,360/'Roof Bay Analysis'!$I$51*AR387)","v":374},7.3]
[{"$f":"C388*1000+E388+I388/10000","v":27022.0422},{"$f":"C388*1000+E388+J388/10000","v":27022.063300000002},27,null,22,"K",5,"22K 5",422,{"$f":"1.5*I388","v":633},337,{"$f":"MIN(I388,360/'Roof Bay Analysis'!$I$51*K388)","v":422},7.7,null,null,null,null,null,null,null,null,null,null,null,null,null,null,null,null,null,null,null,null,null,{"$f":"AJ388*1000+AL388+AS388/10000","v":27022.0422},27,null,22,"K",5,"22K 5",422,{"$f":"1.5*AP388","v":633},337,{"$f":"MIN(AP388,360/'Roof Bay Analysis'!$I$51*AR388)","v":422},7.7]
[27022.045900000001,27022.06885,27,null,{"$f":"VALUE(LEFT(H389,2))","v":22},{"$f":"MID(H389,3,LEN(H389)-4)","v":"K"},{"$f":"VALUE(RIGHT(H389,2))","v":6},"22K 6",459,688.5,367,{"$f":"MIN(I389,360/'Roof Bay Analysis'!$I$51*K389)","v":459},8.5,null,null,null,null,null,null,null,null,null,null,null,null,null,null,null,null,null,null,null,null,null,27022.045900000001,27,null,{"$f":"VALUE(LEFT(AO389,2))","v":22},{"$f":"MID(AO389,3,LEN(AO389)-4)","v":"K"},{"$f":"VALUE(RIGHT(AO389,2))","v":6},"22K 6",459,688.5,367,{"$f":"MIN(AP389,360/'Roof Bay Analysis'!$I$51*AR389)","v":459},8.5]
[27022.051200000002,27022.076799999999,27,null,22,"K",7,"22K 7",512,768,406,{"$f":"MIN(I390,360/'Roof Bay Analysis'!$I$51*K390)","v":512},9,null,null,null,null,null,null,null,null,null,null,null,null,null,null,null,null,null,null,null,null,null,27022.051200000002,27,null,22,"K",7,"22K 7",512,768,406,{"$f":"MIN(AP390,360/'Roof Bay Analysis'!$I$51*AR390)","v":512},9]
[27022.055,27022.0825,27,null,22,"K",9,"22K 9",550,825,432,{"$f":"MIN(I391,360/'Roof Bay Analysis'!$I$51*K391)","v":550},10.199999999999999,null,null,null,null,null,null,null,null,null,null,null,null,null,null,null,null,null,null,null,null,null,27022.055,27,null,22,"K",9,"22K 9",550,825,432,{"$f":"MIN(AP391,360/'Roof Bay Analysis'!$I$51*AR391)","v":550},10.199999999999999]
[27022.055,27022.0825,27,null,22,"K",10,"22K10",550,825,432,{"$f":"MIN(I392,360/'Roof Bay Analysis'!$I$51*K392)","v":550},11.7,null,null,null,null,null,null,null,null,null,null,null,null,null,null,null,null,null,null,null,null,null,27022.055,27,null,22,"K",10,"22K10",550,825,432,{"$f":"MIN(AP392,360/'Roof Bay Analysis'!$I$51*AR392)","v":550},11.7]
[27022.055,27022.0825,27,null,22,"K",11,"22K11",550,825,432,{"$f":"MIN(I393,360/'Roof Bay Analysis'!$I$51*K393)","v":550},11.9,null,null,null,null,null,null,null,null,null,null,null,null,null,null,null,null,null,null,null,null,null,27022.055,27,null,22,"K",11,"22K11",550,825,432,{"$f":"MIN(AP393,360/'Roof Bay Analysis'!$I$51*AR393)","v":550},11.9]
[27024.041000000001,27024.0615,27,null,24,"K",4,"24K 4",410,615,361,{"$f":"MIN(I394,360/'Roof Bay Analysis'!$I$51*K394)","v":410},7.8,null,null,null,null,null,null,null,null,null,null,null,null,null,null,null,null,null,null,null,null,null,27024.041000000001,27,null,24,"K",4,"24K 4",410,615,361,{"$f":"MIN(AP394,360/'Roof Bay Analysis'!$I$51*AR394)","v":410},7.8]
[27024.046200000001,27024.069299999999,27,null,24,"K",5,"24K 5",462,693,404,{"$f":"MIN(I395,360/'Roof Bay Analysis'!$I$51*K395)","v":462},7.9,null,null,null,null,null,null,null,null,null,null,null,null,null,null,null,null,null,null,null,null,null,27024.046200000001,27,null,24,"K",5,"24K 5",462,693,404,{"$f":"MIN(AP395,360/'Roof Bay Analysis'!$I$51*AR395)","v":462},7.9]
[27024.050299999999,27024.07545,27,null,24,"K",6,"24K 6",503,754.5,439,{"$f":"MIN(I396,360/'Roof Bay Analysis'!$I$51*K396)","v":503},8.5,null,null,null,null,null,null,null,null,null,null,null,null,null,null,null,null,null,null,null,null,null,27024.050299999999,27,null,24,"K",6,"24K 6",503,754.5,439,{"$f":"MIN(AP396,360/'Roof Bay Analysis'!$I$51*AR396)","v":503},8.5]
[27024.055,27024.0825,27,null,24,"K",7,"24K 7",550,825,478,{"$f":"MIN(I397,360/'Roof Bay Analysis'!$I$51*K397)","v":550},9,null,null,null,null,null,null,null,null,null,null,null,null,null,null,null,null,null,null,null,null,null,27024.055,27,null,24,"K",7,"24K 7",550,825,478,{"$f":"MIN(AP397,360/'Roof Bay Analysis'!$I$51*AR397)","v":550},9]
[27024.055,27024.0825,27,null,24,"K",8,"24K 8",550,825,479,{"$f":"MIN(I398,360/'Roof Bay Analysis'!$I$51*K398)","v":550},9.4,null,null,null,null,null,null,null,null,null,null,null,null,null,null,null,null,null,null,null,null,null,27024.055,27,null,24,"K",8,"24K 8",550,825,479,{"$f":"MIN(AP398,360/'Roof Bay Analysis'!$I$51*AR398)","v":550},9.4]
[27024.055,27024.0825,27,null,24,"K",9,"24K 9",550,825,479,{"$f":"MIN(I399,360/'Roof Bay Analysis'!$I$51*K399)","v":550},10.3,null,null,null,null,null,null,null,null,null,null,null,null,null,null,null,null,null,null,null,null,null,27024.055,27,null,24,"K",9,"24K 9",550,825,479,{"$f":"MIN(AP399,360/'Roof Bay Analysis'!$I$51*AR399)","v":550},10.3]
[27024.055,27024.0825,27,null,24,"K",10,"24K10",550,825,479,{"$f":"MIN(I400,360/'Roof Bay Analysis'!$I$51*K400)","v":550},11.7,null,null,null,null,null,null,null,null,null,null,null,null,null,null,null,null,null,null,null,null,null,27024.055,27,null,24,"K",10,"24K10",550,825,479,{"$f":"MIN(AP400,360/'Roof Bay Analysis'!$I$51*AR400)","v":550},11.7]
[27024.055,27024.0825,27,null,24,"K",12,"24K12",550,825,479,{"$f":"MIN(I401,360/'Roof Bay Analysis'!$I$51*K401)","v":550},13.5,null,null,null,null,null,null,null,null,null,null,null,null,null,null,null,null,null,null,null,null,null,27024.055,27,null,24,"K",12,"24K12",550,825,479,{"$f":"MIN(AP401,360/'Roof Bay Analysis'!$I$51*AR401)","v":550},13.5]
[27026.050200000001,27026.0753,27,null,26,"K",5,"26K 5",502,753,477,{"$f":"MIN(I402,360/'Roof Bay Analysis'!$I$51*K402)","v":502},8.1,null,null,null,null,null,null,null,null,null,null,null,null,null,null,null,null,null,null,null,null,null,27026.050200000001,27,null,26,"K",5,"26K 5",502,753,477,{"$f":"MIN(AP402,360/'Roof Bay Analysis'!$I$51*AR402)","v":502},8.1]
[27026.054700000001,27026.082050000001,27,null,26,"K",6,"26K 6",547,820.5,519,{"$f":"MIN(I403,360/'Roof Bay Analysis'!$I$51*K403)","v":547},8.6,null,null,null,null,null,null,null,null,null,null,null,null,null,null,null,null,null,null,null,null,null,27026.054700000001,27,null,26,"K",6,"26K 6",547,820.5,519,{"$f":"MIN(AP403,360/'Roof Bay Analysis'!$I$51*AR403)","v":547},8.6]
[27026.055,27026.0825,27,null,26,"K",7,"26K 7",550,825,522,{"$f":"MIN(I404,360/'Roof Bay Analysis'!$I$51*K404)","v":550},9,null,null,null,null,null,null,null,null,null,null,null,null,null,null,null,null,null,null,null,null,null,27026.055,27,null,26,"K",7,"26K 7",550,825,522,{"$f":"MIN(AP404,360/'Roof Bay Analysis'!$I$51*AR404)","v":550},9]
[27026.055,27026.0825,27,null,26,"K",8,"26K 8",550,825,522,{"$f":"MIN(I405,360/'Roof Bay Analysis'!$I$51*K405)","v":550},9.6999999999999993,null,null,null,null,null,null,null,null,null,null,null,null,null,null,null,null,null,null,null,null,null,27026.055,27,null,26,"K",8,"26K 8",550,825,522,{"$f":"MIN(AP405,360/'Roof Bay Analysis'!$I$51*AR405)","v":550},9.6999999999999993]
[27026.055,27026.0825,27,null,26,"K",9,"26K 9",550,825,522,{"$f":"MIN(I406,360/'Roof Bay Analysis'!$I$51*K406)","v":550},10.4,null,null,null,null,null,null,null,null,null,null,null,null,null,null,null,null,null,null,null,null,null,27026.055,27,null,26,"K",9,"26K 9",550,825,522,{"$f":"MIN(AP406,360/'Roof Bay Analysis'!$I$51*AR406)","v":550},10.4]
[27026.055,27026.0825,27,null,26,"K",10,"26K10",550,825,522,{"$f":"MIN(I407,360/'Roof Bay Analysis'!$I$51*K407)","v":550},11.8,null,null,null,null,null,null,null,null,null,null,null,null,null,null,null,null,null,null,null,null,null,27026.055,27,null,26,"K",10,"26K10",550,825,522,{"$f":"MIN(AP407,360/'Roof Bay Analysis'!$I$51*AR407)","v":550},11.8]
[27026.055,27026.0825,27,null,26,"K",12,"26K12",550,825,522,{"$f":"MIN(I408,360/'Roof Bay Analysis'!$I$51*K408)","v":550},13.7,null,null,null,null,null,null,null,null,null,null,null,null,null,null,null,null,null,null,null,null,null,27026.055,27,null,26,"K",12,"26K12",550,825,522,{"$f":"MIN(AP408,360/'Roof Bay Analysis'!$I$51*AR408)","v":550},13.7]
[28014.014299999999,28014.02145,28,"X",14,"K",1,"14K 1",143,214.5,70,{"$f":"MIN(I409,360/'Roof Bay Analysis'!$I$51*K409)","v":105},5.2,null,null,null,null,null,null,null,null,null,null,null,null,null,null,null,null,null,null,null,null,null,28014.0105,28,"X",14,"K",1,"14K 1",143,214.5,70,{"$f":"MIN(AP409,360/'Roof Bay Analysis'!$I$51*AR409)","v":105},5.2]
[28014.018,28014.026999999998,28,null,14,"K",3,"14K 3",180,270,88,{"$f":"MIN(I410,360/'Roof Bay Analysis'!$I$51*K410)","v":132},6,null,null,null,null,null,null,null,null,null,null,null,null,null,null,null,null,null,null,null,null,null,28014.013200000001,28,null,14,"K",3,"14K 3",180,270,88,{"$f":"MIN(AP410,360/'Roof Bay Analysis'!$I$51*AR410)","v":132},6]
[28014.0216,28014.0324,28,null,14,"K",4,"14K 4",216,324,103,{"$f":"MIN(I411,360/'Roof Bay Analysis'!$I$51*K411)","v":154.5},6.7,null,null,null,null,null,null,null,null,null,null,null,null,null,null,null,null,null,null,null,null,null,28014.015449999999,28,null,14,"K",4,"14K 4",216,324,103,{"$f":"MIN(AP411,360/'Roof Bay Analysis'!$I$51*AR411)","v":154.5},6.7]
[28014.0265,28014.03975,28,null,14,"K",6,"14K 6",265,397.5,124,{"$f":"MIN(I412,360/'Roof Bay Analysis'!$I$51*K412)","v":186},7.7,null,null,null,null,null,null,null,null,null,null,null,null,null,null,null,null,null,null,null,null,null,28014.018599999999,28,null,14,"K",6,"14K 6",265,397.5,124,{"$f":"MIN(AP412,360/'Roof Bay Analysis'!$I$51*AR412)","v":186},7.7]
[28016.018599999999,28016.027900000001,28,null,16,"K",2,"16K 2",186,279,106,{"$f":"MIN(I413,360/'Roof Bay Analysis'!$I$51*K413)","v":159},5.5,null,null,null,null,null,null,null,null,null,null,null,null,null,null,null,null,null,null,null,null,null,28016.015899999999,28,null,16,"K",2,"16K 2",186,279,106,{"$f":"MIN(AP413,360/'Roof Bay Analysis'!$I$51*AR413)","v":159},5.5]
[28016.020700000001,28016.031050000001,28,null,16,"K",3,"16K 3",207,310.5,118,{"$f":"MIN(I414,360/'Roof Bay Analysis'!$I$51*K414)","v":177},6.3,null,null,null,null,null,null,null,null,null,null,null,null,null,null,null,null,null,null,null,null,null,28016.0177,28,null,16,"K",3,"16K 3",207,310.5,118,{"$f":"MIN(AP414,360/'Roof Bay Analysis'!$I$51*AR414)","v":177},6.3]
[28016.0249,28016.037349999999,28,null,16,"K",4,"16K 4",249,373.5,138,{"$f":"MIN(I415,360/'Roof Bay Analysis'!$I$51*K415)","v":207},7,null,null,null,null,null,null,null,null,null,null,null,null,null,null,null,null,null,null,null,null,null,28016.020700000001,28,null,16,"K",4,"16K 4",249,373.5,138,{"$f":"MIN(AP415,360/'Roof Bay Analysis'!$I$51*AR415)","v":207},7]
[28016.0281,28016.042150000001,28,null,16,"K",5,"16K 5",281,421.5,155,{"$f":"MIN(I416,360/'Roof Bay Analysis'!$I$51*K416)","v":232.5},7.5,null,null,null,null,null,null,null,null,null,null,null,null,null,null,null,null,null,null,null,null,null,28016.023249999998,28,null,16,"K",5,"16K 5",281,421.5,155,{"$f":"MIN(AP416,360/'Roof Bay Analysis'!$I$51*AR416)","v":232.5},7.5]
[28016.030599999998,28016.045900000001,28,null,16,"K",6,"16K 6",306,459,168,{"$f":"MIN(I417,360/'Roof Bay Analysis'!$I$51*K417)","v":252},8.1,null,null,null,null,null,null,null,null,null,null,null,null,null,null,null,null,null,null,null,null,null,28016.0252,28,null,16,"K",6,"16K 6",306,459,168,{"$f":"MIN(AP417,360/'Roof Bay Analysis'!$I$51*AR417)","v":252},8.1]
[28016.034,28016.050999999999,28,null,16,"K",7,"16K 7",340,510,186,{"$f":"MIN(I418,360/'Roof Bay Analysis'!$I$51*K418)","v":279},8.6,null,null,null,null,null,null,null,null,null,null,null,null,null,null,null,null,null,null,null,null,null,28016.027900000001,28,null,16,"K",7,"16K 7",340,510,186,{"$f":"MIN(AP418,360/'Roof Bay Analysis'!$I$51*AR418)","v":279},8.6]
[28016.040799999999,28016.0612,28,null,16,"K",9,"16K 9",408,612,220,{"$f":"MIN(I419,360/'Roof Bay Analysis'!$I$51*K419)","v":330},10,null,null,null,null,null,null,null,null,null,null,null,null,null,null,null,null,null,null,null,null,null,28016.032999999999,28,null,16,"K",9,"16K 9",408,612,220,{"$f":"MIN(AP419,360/'Roof Bay Analysis'!$I$51*AR419)","v":330},10]
[28018.023399999998,28018.035100000001,28,null,18,"K",3,"18K 3",234,351,151,{"$f":"MIN(I420,360/'Roof Bay Analysis'!$I$51*K420)","v":226.5},6.4,null,null,null,null,null,null,null,null,null,null,null,null,null,null,null,null,null,null,null,null,null,28018.022649999999,28,null,18,"K",3,"18K 3",234,351,151,{"$f":"MIN(AP420,360/'Roof Bay Analysis'!$I$51*AR420)","v":226.5},6.4]
[28018.028200000001,28018.042300000001,28,null,18,"K",4,"18K 4",282,423,177,{"$f":"MIN(I421,360/'Roof Bay Analysis'!$I$51*K421)","v":265.5},7.2,null,null,null,null,null,null,null,null,null,null,null,null,null,null,null,null,null,null,null,null,null,28018.026549999999,28,null,18,"K",4,"18K 4",282,423,177,{"$f":"MIN(AP421,360/'Roof Bay Analysis'!$I$51*AR421)","v":265.5},7.2]
[28018.031800000001,28018.047699999999,28,null,18,"K",5,"18K 5",318,477,199,{"$f":"MIN(I422,360/'Roof Bay Analysis'!$I$51*K422)","v":298.5},7.7,null,null,null,null,null,null,null,null,null,null,null,null,null,null,null,null,null,null,null,null,null,28018.029849999999,28,null,18,"K",5,"18K 5",318,477,199,{"$f":"MIN(AP422,360/'Roof Bay Analysis'!$I$51*AR422)","v":298.5},7.7]
[28018.034599999999,28018.051899999999,28,null,18,"K",6,"18K 6",346,519,216,{"$f":"MIN(I423,360/'Roof Bay Analysis'!$I$51*K423)","v":324},8.4,null,null,null,null,null,null,null,null,null,null,null,null,null,null,null,null,null,null,null,null,null,28018.0324,28,null,18,"K",6,"18K 6",346,519,216,{"$f":"MIN(AP423,360/'Roof Bay Analysis'!$I$51*AR423)","v":324},8.4]
[28018.038499999999,28018.05775,28,null,18,"K",7,"18K 7",385,577.5,239,{"$f":"MIN(I424,360/'Roof Bay Analysis'!$I$51*K424)","v":358.5},8.9,null,null,null,null,null,null,null,null,null,null,null,null,null,null,null,null,null,null,null,null,null,28018.03585,28,null,18,"K",7,"18K 7",385,577.5,239,{"$f":"MIN(AP424,360/'Roof Bay Analysis'!$I$51*AR424)","v":358.5},8.9]
[28018.046300000002,28018.069449999999,28,null,18,"K",9,"18K 9",463,694.5,282,{"$f":"MIN(I425,360/'Roof Bay Analysis'!$I$51*K425)","v":423},10.1,null,null,null,null,null,null,null,null,null,null,null,null,null,null,null,null,null,null,null,null,null,28018.042300000001,28,null,18,"K",9,"18K 9",463,694.5,282,{"$f":"MIN(AP425,360/'Roof Bay Analysis'!$I$51*AR425)","v":423},10.1]
[28018.054800000002,28018.082200000001,28,null,18,"K",10,"18K10",548,822,331,{"$f":"MIN(I426,360/'Roof Bay Analysis'!$I$51*K426)","v":496.5},11.6,null,null,null,null,null,null,null,null,null,null,null,null,null,null,null,null,null,null,null,null,null,28018.049650000001,28,null,18,"K",10,"18K10",548,822,331,{"$f":"MIN(AP426,360/'Roof Bay Analysis'!$I$51*AR426)","v":496.5},11.6]
[28020.026099999999,28020.039150000001,28,null,20,"K",3,"20K 3",261,391.5,189,{"$f":"MIN(I427,360/'Roof Bay Analysis'!$I$51*K427)","v":261},6.5,null,null,null,null,null,null,null,null,null,null,null,null,null,null,null,null,null,null,null,null,null,28020.026099999999,28,null,20,"K",3,"20K 3",261,391.5,189,{"$f":"MIN(AP427,360/'Roof Bay Analysis'!$I$51*AR427)","v":261},6.5]
[28020.031500000001,28020.04725,28,null,20,"K",4,"20K 4",315,472.5,221,{"$f":"MIN(I428,360/'Roof Bay Analysis'!$I$51*K428)","v":315},7.2,null,null,null,null,null,null,null,null,null,null,null,null,null,null,null,null,null,null,null,null,null,28020.031500000001,28,null,20,"K",4,"20K 4",315,472.5,221,{"$f":"MIN(AP428,360/'Roof Bay Analysis'!$I$51*AR428)","v":315},7.2]
[28020.035500000002,28020.053250000001,28,null,20,"K",5,"20K 5",355,532.5,248,{"$f":"MIN(I429,360/'Roof Bay Analysis'!$I$51*K429)","v":355},7.7,null,null,null,null,null,null,null,null,null,null,null,null,null,null,null,null,null,null,null,null,null,28020.035500000002,28,null,20,"K",5,"20K 5",355,532.5,248,{"$f":"MIN(AP429,360/'Roof Bay Analysis'!$I$51*AR429)","v":355},7.7]
[28020.0386,28020.0579,28,null,20,"K",6,"20K 6",386,579,269,{"$f":"MIN(I430,360/'Roof Bay Analysis'!$I$51*K430)","v":386},8.4,null,null,null,null,null,null,null,null,null,null,null,null,null,null,null,null,null,null,null,null,null,28020.0386,28,null,20,"K",6,"20K 6",386,579,269,{"$f":"MIN(AP430,360/'Roof Bay Analysis'!$I$51*AR430)","v":386},8.4]
[28020.043000000001,28020.0645,28,null,20,"K",7,"20K 7",430,645,298,{"$f":"MIN(I431,360/'Roof Bay Analysis'!$I$51*K431)","v":430},8.9,null,null,null,null,null,null,null,null,null,null,null,null,null,null,null,null,null,null,null,null,null,28020.043000000001,28,null,20,"K",7,"20K 7",430,645,298,{"$f":"MIN(AP431,360/'Roof Bay Analysis'!$I$51*AR431)","v":430},8.9]
[28020.0517,28020.077550000002,28,null,20,"K",9,"20K 9",517,775.5,353,{"$f":"MIN(I432,360/'Roof Bay Analysis'!$I$51*K432)","v":517},10.1,null,null,null,null,null,null,null,null,null,null,null,null,null,null,null,null,null,null,null,null,null,28020.0517,28,null,20,"K",9,"20K 9",517,775.5,353,{"$f":"MIN(AP432,360/'Roof Bay Analysis'!$I$51*AR432)","v":517},10.1]
[28020.055,28020.0825,28,null,20,"K",10,"20K10",550,825,375,{"$f":"MIN(I433,360/'Roof Bay Analysis'!$I$51*K433)","v":550},11.6,null,null,null,null,null,null,null,null,null,null,null,null,null,null,null,null,null,null,null,null,null,28020.055,28,null,20,"K",10,"20K10",550,825,375,{"$f":"MIN(AP433,360/'Roof Bay Analysis'!$I$51*AR433)","v":550},11.6]
[28022.034800000001,28022.052199999998,28,null,22,"K",4,"22K 4",348,522,270,{"$f":"MIN(I434,360/'Roof Bay Analysis'!$I$51*K434)","v":348},7.3,null,null,null,null,null,null,null,null,null,null,null,null,null,null,null,null,null,null,null,null,null,28022.034800000001,28,null,22,"K",4,"22K 4",348,522,270,{"$f":"MIN(AP434,360/'Roof Bay Analysis'!$I$51*AR434)","v":348},7.3]
[28022.039199999999,28022.058799999999,28,null,22,"K",5,"22K 5",392,588,302,{"$f":"MIN(I435,360/'Roof Bay Analysis'!$I$51*K435)","v":392},7.7,null,null,null,null,null,null,null,null,null,null,null,null,null,null,null,null,null,null,null,null,null,28022.039199999999,28,null,22,"K",5,"22K 5",392,588,302,{"$f":"MIN(AP435,360/'Roof Bay Analysis'!$I$51*AR435)","v":392},7.7]
[28022.042700000002,28022.064050000001,28,null,22,"K",6,"22K 6",427,640.5,328,{"$f":"MIN(I436,360/'Roof Bay Analysis'!$I$51*K436)","v":427},8.5,null,null,null,null,null,null,null,null,null,null,null,null,null,null,null,null,null,null,null,null,null,28022.042700000002,28,null,22,"K",6,"22K 6",427,640.5,328,{"$f":"MIN(AP436,360/'Roof Bay Analysis'!$I$51*AR436)","v":427},8.5]
[28022.047500000001,28022.071250000001,28,null,22,"K",7,"22K 7",475,712.5,364,{"$f":"MIN(I437,360/'Roof Bay Analysis'!$I$51*K437)","v":475},9,null,null,null,null,null,null,null,null,null,null,null,null,null,null,null,null,null,null,null,null,null,28022.047500000001,28,null,22,"K",7,"22K 7",475,712.5,364,{"$f":"MIN(AP437,360/'Roof Bay Analysis'!$I$51*AR437)","v":475},9]
[28022.055,28022.0825,28,null,22,"K",9,"22K 9",550,825,413,{"$f":"MIN(I438,360/'Roof Bay Analysis'!$I$51*K438)","v":550},10.199999999999999,null,null,null,null,null,null,null,null,null,null,null,null,null,null,null,null,null,null,null,null,null,28022.055,28,null,22,"K",9,"22K 9",550,825,413,{"$f":"MIN(AP438,360/'Roof Bay Analysis'!$I$51*AR438)","v":550},10.199999999999999]
[28022.055,28022.0825,28,null,22,"K",10,"22K10",550,825,413,{"$f":"MIN(I439,360/'Roof Bay Analysis'!$I$51*K439)","v":550},11.7,null,null,null,null,null,null,null,null,null,null,null,null,null,null,null,null,null,null,null,null,null,28022.055,28,null,22,"K",10,"22K10",550,825,413,{"$f":"MIN(AP439,360/'Roof Bay Analysis'!$I$51*AR439)","v":550},11.7]
[28022.055,28022.0825,28,null,22,"K",11,"22K11",550,825,413,{"$f":"MIN(I440,360/'Roof Bay Analysis'!$I$51*K440)","v":550},11.9,null,null,null,null,null,null,null,null,null,null,null,null,null,null,null,null,null,null,null,null,null,28022.055,28,null,22,"K",11,"22K11",550,825,413,{"$f":"MIN(AP440,360/'Roof Bay Analysis'!$I$51*AR440)","v":550},11.9]
[28024.038100000002,28024.057150000001,28,null,24,"K",4,"24K 4",381,571.5,323,{"$f":"MIN(I441,360/'Roof Bay Analysis'!$I$51*K441)","v":381},7.8,null,null,null,null,null,null,null,null,null,null,null,null,null,null,null,null,null,null,null,null,null,28024.038100000002,28,null,24,"K",4,"24K 4",381,571.5,323,{"$f":"MIN(AP441,360/'Roof Bay Analysis'!$I$51*AR441)","v":381},7.8]
[28024.0429,28024.064350000001,28,null,24,"K",5,"24K 5",429,643.5,362,{"$f":"MIN(I442,360/'Roof Bay Analysis'!$I$51*K442)","v":429},7.9,null,null,null,null,null,null,null,null,null,null,null,null,null,null,null,null,null,null,null,null,null,28024.0429,28,null,24,"K",5,"24K 5",429,643.5,362,{"$f":"MIN(AP442,360/'Roof Bay Analysis'!$I$51*AR442)","v":429},7.9]
[28024.046699999999,28024.070049999998,28,null,24,"K",6,"24K 6",467,700.5,393,{"$f":"MIN(I443,360/'Roof Bay Analysis'!$I$51*K443)","v":467},8.5,null,null,null,null,null,null,null,null,null,null,null,null,null,null,null,null,null,null,null,null,null,28024.046699999999,28,null,24,"K",6,"24K 6",467,700.5,393,{"$f":"MIN(AP443,360/'Roof Bay Analysis'!$I$51*AR443)","v":467},8.5]
[28024.052100000001,28024.078150000001,28,null,24,"K",7,"24K 7",521,781.5,436,{"$f":"MIN(I444,360/'Roof Bay Analysis'!$I$51*K444)","v":521},9,null,null,null,null,null,null,null,null,null,null,null,null,null,null,null,null,null,null,null,null,null,28024.052100000001,28,null,24,"K",7,"24K 7",521,781.5,436,{"$f":"MIN(AP444,360/'Roof Bay Analysis'!$I$51*AR444)","v":521},9]
[28024.055,28024.0825,28,null,24,"K",8,"24K 8",550,825,456,{"$f":"MIN(I445,360/'Roof Bay Analysis'!$I$51*K445)","v":550},9.4,null,null,null,null,null,null,null,null,null,null,null,null,null,null,null,null,null,null,null,null,null,28024.055,28,null,24,"K",8,"24K 8",550,825,456,{"$f":"MIN(AP445,360/'Roof Bay Analysis'!$I$51*AR445)","v":550},9.4]
[28024.055,28024.0825,28,null,24,"K",9,"24K 9",550,825,456,{"$f":"MIN(I446,360/'Roof Bay Analysis'!$I$51*K446)","v":550},10.3,null,null,null,null,null,null,null,null,null,null,null,null,null,null,null,null,null,null,null,null,null,28024.055,28,null,24,"K",9,"24K 9",550,825,456,{"$f":"MIN(AP446,360/'Roof Bay Analysis'!$I$51*AR446)","v":550},10.3]
[28024.055,28024.0825,28,null,24,"K",10,"24K10",550,825,456,{"$f":"MIN(I447,360/'Roof Bay Analysis'!$I$51*K447)","v":550},11.7,null,null,null,null,null,null,null,null,null,null,null,null,null,null,null,null,null,null,null,null,null,28024.055,28,null,24,"K",10,"24K10",550,825,456,{"$f":"MIN(AP447,360/'Roof Bay Analysis'!$I$51*AR447)","v":550},11.7]
[28024.055,28024.0825,28,null,24,"K",12,"24K12",550,825,456,{"$f":"MIN(I448,360/'Roof Bay Analysis'!$I$51*K448)","v":550},13.5,null,null,null,null,null,null,null,null,null,null,null,null,null,null,null,null,null,null,null,null,null,28024.055,28,null,24,"K",12,"24K12",550,825,456,{"$f":"MIN(AP448,360/'Roof Bay Analysis'!$I$51*AR448)","v":550},13.5]
[28026.046600000001,28026.069899999999,28,null,26,"K",5,"26K 5",466,699,427,{"$f":"MIN(I449,360/'Roof Bay Analysis'!$I$51*K449)","v":466},8.1,null,null,null,null,null,null,null,null,null,null,null,null,null,null,null,null,null,null,null,null,null,28026.046600000001,28,null,26,"K",5,"26K 5",466,699,427,{"$f":"MIN(AP449,360/'Roof Bay Analysis'!$I$51*AR449)","v":466},8.1]
[28026.050800000001,28026.0762,28,null,26,"K",6,"26K 6",508,762,464,{"$f":"MIN(I450,360/'Roof Bay Analysis'!$I$51*K450)","v":508},8.6,null,null,null,null,null,null,null,null,null,null,null,null,null,null,null,null,null,null,null,null,null,28026.050800000001,28,null,26,"K",6,"26K 6",508,762,464,{"$f":"MIN(AP450,360/'Roof Bay Analysis'!$I$51*AR450)","v":508},8.6]
[28026.055,28026.0825,28,null,26,"K",7,"26K 7",550,825,501,{"$f":"MIN(I451,360/'Roof Bay Analysis'!$I$51*K451)","v":550},9,null,null,null,null,null,null,null,null,null,null,null,null,null,null,null,null,null,null,null,null,null,28026.055,28,null,26,"K",7,"26K 7",550,825,501,{"$f":"MIN(AP451,360/'Roof Bay Analysis'!$I$51*AR451)","v":550},9]
[{"$f":"C452*1000+E452+I452/10000","v":28026.055},{"$f":"C452*1000+E452+J452/10000","v":28026.0825},28,null,26,"K",8,"26K 8",550,{"$f":"1.5*I452","v":825},501,{"$f":"MIN(I452,360/'Roof Bay Analysis'!$I$51*K452)","v":550},9.6999999999999993,null,null,null,null,null,null,null,null,null,null,null,null,null,null,null,null,null,null,null,null,null,{"$f":"AJ452*1000+AL452+AS452/10000","v":28026.055},28,null,26,"K",8,"26K 8",550,{"$f":"1.5*AP452","v":825},501,{"$f":"MIN(AP452,360/'Roof Bay Analysis'!$I$51*AR452)","v":550},9.6999999999999993]
[28026.055,28026.0825,28,null,{"$f":"VALUE(LEFT(H453,2))","v":26},{"$f":"MID(H453,3,LEN(H453)-4)","v":"K"},{"$f":"VALUE(RIGHT(H453,2))","v":9},"26K 9",550,825,501,{"$f":"MIN(I453,360/'Roof Bay Analysis'!$I$51*K453)","v":550},10.4,null,null,null,null,null,null,null,null,null,null,null,null,null,null,null,null,null,null,null,null,null,28026.055,28,null,{"$f":"VALUE(LEFT(AO453,2))","v":26},{"$f":"MID(AO453,3,LEN(AO453)-4)","v":"K"},{"$f":"VALUE(RIGHT(AO453,2))","v":9},"26K 9",550,825,501,{"$f":"MIN(AP453,360/'Roof Bay Analysis'!$I$51*AR453)","v":550},10.4]
[28026.055,28026.0825,28,null,26,"K",10,"26K10",550,825,501,{"$f":"MIN(I454,360/'Roof Bay Analysis'!$I$51*K454)","v":550},11.8,null,null,null,null,null,null,null,null,null,null,null,null,null,null,null,null,null,null,null,null,null,28026.055,28,null,26,"K",10,"26K10",550,825,501,{"$f":"MIN(AP454,360/'Roof Bay Analysis'!$I$51*AR454)","v":550},11.8]
[28026.055,28026.0825,28,null,26,"K",12,"26K12",550,825,501,{"$f":"MIN(I455,360/'Roof Bay Analysis'!$I$51*K455)","v":550},13.7,null,null,null,null,null,null,null,null,null,null,null,null,null,null,null,null,null,null,null,null,null,28026.055,28,null,26,"K",12,"26K12",550,825,501,{"$f":"MIN(AP455,360/'Roof Bay Analysis'!$I$51*AR455)","v":550},13.7]
[28028.054800000002,28028.082200000001,28,null,28,"K",6,"28K 6",548,822,541,{"$f":"MIN(I456,360/'Roof Bay Analysis'!$I$51*K456)","v":548},8.9,null,null,null,null,null,null,null,null,null,null,null,null,null,null,null,null,null,null,null,null,null,28028.054800000002,28,null,28,"K",6,"28K 6",548,822,541,{"$f":"MIN(AP456,360/'Roof Bay Analysis'!$I$51*AR456)","v":548},8.9]
[28028.055,28028.0825,28,null,28,"K",7,"28K 7",550,825,543,{"$f":"MIN(I457,360/'Roof Bay Analysis'!$I$51*K457)","v":550},9.1999999999999993,null,null,null,null,null,null,null,null,null,null,null,null,null,null,null,null,null,null,null,null,null,28028.055,28,null,28,"K",7,"28K 7",550,825,543,{"$f":"MIN(AP457,360/'Roof Bay Analysis'!$I$51*AR457)","v":550},9.1999999999999993]
[28028.055,28028.0825,28,null,28,"K",8,"28K 8",550,825,543,{"$f":"MIN(I458,360/'Roof Bay Analysis'!$I$51*K458)","v":550},9.8000000000000007,null,null,null,null,null,null,null,null,null,null,null,null,null,null,null,null,null,null,null,null,null,28028.055,28,null,28,"K",8,"28K 8",550,825,543,{"$f":"MIN(AP458,360/'Roof Bay Analysis'!$I$51*AR458)","v":550},9.8000000000000007]
[28028.055,28028.0825,28,null,28,"K",9,"28K 9",550,825,543,{"$f":"MIN(I459,360/'Roof Bay Analysis'!$I$51*K459)","v":550},10.5,null,null,null,null,null,null,null,null,null,null,null,null,null,null,null,null,null,null,null,null,null,28028.055,28,null,28,"K",9,"28K 9",550,825,543,{"$f":"MIN(AP459,360/'Roof Bay Analysis'!$I$51*AR459)","v":550},10.5]
[28028.055,28028.0825,28,null,28,"K",10,"28K10",550,825,543,{"$f":"MIN(I460,360/'Roof Bay Analysis'!$I$51*K460)","v":550},11.8,null,null,null,null,null,null,null,null,null,null,null,null,null,null,null,null,null,null,null,null,null,28028.055,28,null,28,"K",10,"28K10",550,825,543,{"$f":"MIN(AP460,360/'Roof Bay Analysis'!$I$51*AR460)","v":550},11.8]
[28028.055,28028.0825,28,null,28,"K",12,"28K12",550,825,543,{"$f":"MIN(I461,360/'Roof Bay Analysis'!$I$51*K461)","v":550},14.5,null,null,null,null,null,null,null,null,null,null,null,null,null,null,null,null,null,null,null,null,null,28028.055,28,null,28,"K",12,"28K12",550,825,543,{"$f":"MIN(AP461,360/'Roof Bay Analysis'!$I$51*AR461)","v":550},14.5]
[29016.0173,29016.025949999999,29,"X",16,"K",2,"16K 2",173,259.5,95,{"$f":"MIN(I462,360/'Roof Bay Analysis'!$I$51*K462)","v":142.5},5.5,null,null,null,null,null,null,null,null,null,null,null,null,null,null,null,null,null,null,null,null,null,29016.01425,29,"X",16,"K",2,"16K 2",173,259.5,95,{"$f":"MIN(AP462,360/'Roof Bay Analysis'!$I$51*AR462)","v":142.5},5.5]
[29016.0193,29016.02895,29,null,16,"K",3,"16K 3",193,289.5,106,{"$f":"MIN(I463,360/'Roof Bay Analysis'!$I$51*K463)","v":159},6.3,null,null,null,null,null,null,null,null,null,null,null,null,null,null,null,null,null,null,null,null,null,29016.015899999999,29,null,16,"K",3,"16K 3",193,289.5,106,{"$f":"MIN(AP463,360/'Roof Bay Analysis'!$I$51*AR463)","v":159},6.3]
[29016.0232,29016.034800000001,29,null,16,"K",4,"16K 4",232,348,124,{"$f":"MIN(I464,360/'Roof Bay Analysis'!$I$51*K464)","v":186},7,null,null,null,null,null,null,null,null,null,null,null,null,null,null,null,null,null,null,null,null,null,29016.018599999999,29,null,16,"K",4,"16K 4",232,348,124,{"$f":"MIN(AP464,360/'Roof Bay Analysis'!$I$51*AR464)","v":186},7]
[29016.026099999999,29016.039150000001,29,null,16,"K",5,"16K 5",261,391.5,139,{"$f":"MIN(I465,360/'Roof Bay Analysis'!$I$51*K465)","v":208.5},7.5,null,null,null,null,null,null,null,null,null,null,null,null,null,null,null,null,null,null,null,null,null,29016.020850000001,29,null,16,"K",5,"16K 5",261,391.5,139,{"$f":"MIN(AP465,360/'Roof Bay Analysis'!$I$51*AR465)","v":208.5},7.5]
[29016.0285,29016.042750000001,29,null,16,"K",6,"16K 6",285,427.5,151,{"$f":"MIN(I466,360/'Roof Bay Analysis'!$I$51*K466)","v":226.5},8.1,null,null,null,null,null,null,null,null,null,null,null,null,null,null,null,null,null,null,null,null,null,29016.022649999999,29,null,16,"K",6,"16K 6",285,427.5,151,{"$f":"MIN(AP466,360/'Roof Bay Analysis'!$I$51*AR466)","v":226.5},8.1]
[29016.0317,29016.047549999999,29,null,16,"K",7,"16K 7",317,475.5,167,{"$f":"MIN(I467,360/'Roof Bay Analysis'!$I$51*K467)","v":250.5},8.6,null,null,null,null,null,null,null,null,null,null,null,null,null,null,null,null,null,null,null,null,null,29016.02505,29,null,16,"K",7,"16K 7",317,475.5,167,{"$f":"MIN(AP467,360/'Roof Bay Analysis'!$I$51*AR467)","v":250.5},8.6]
[29016.038,29016.057000000001,29,null,16,"K",9,"16K 9",380,570,198,{"$f":"MIN(I468,360/'Roof Bay Analysis'!$I$51*K468)","v":297},10,null,null,null,null,null,null,null,null,null,null,null,null,null,null,null,null,null,null,null,null,null,29016.029699999999,29,null,16,"K",9,"16K 9",380,570,198,{"$f":"MIN(AP468,360/'Roof Bay Analysis'!$I$51*AR468)","v":297},10]
[29018.021799999999,29018.0327,29,null,18,"K",3,"18K 3",218,327,136,{"$f":"MIN(I469,360/'Roof Bay Analysis'!$I$51*K469)","v":204},6.4,null,null,null,null,null,null,null,null,null,null,null,null,null,null,null,null,null,null,null,null,null,29018.020400000001,29,null,18,"K",3,"18K 3",218,327,136,{"$f":"MIN(AP469,360/'Roof Bay Analysis'!$I$51*AR469)","v":204},6.4]
[29018.026300000001,29018.03945,29,null,18,"K",4,"18K 4",263,394.5,159,{"$f":"MIN(I470,360/'Roof Bay Analysis'!$I$51*K470)","v":238.5},7.2,null,null,null,null,null,null,null,null,null,null,null,null,null,null,null,null,null,null,null,null,null,29018.023850000001,29,null,18,"K",4,"18K 4",263,394.5,159,{"$f":"MIN(AP470,360/'Roof Bay Analysis'!$I$51*AR470)","v":238.5},7.2]
[29018.029600000002,29018.044399999999,29,null,18,"K",5,"18K 5",296,444,179,{"$f":"MIN(I471,360/'Roof Bay Analysis'!$I$51*K471)","v":268.5},7.7,null,null,null,null,null,null,null,null,null,null,null,null,null,null,null,null,null,null,null,null,null,29018.026849999998,29,null,18,"K",5,"18K 5",296,444,179,{"$f":"MIN(AP471,360/'Roof Bay Analysis'!$I$51*AR471)","v":268.5},7.7]
[29018.032200000001,29018.048299999999,29,null,18,"K",6,"18K 6",322,483,194,{"$f":"MIN(I472,360/'Roof Bay Analysis'!$I$51*K472)","v":291},8.4,null,null,null,null,null,null,null,null,null,null,null,null,null,null,null,null,null,null,null,null,null,29018.0291,29,null,18,"K",6,"18K 6",322,483,194,{"$f":"MIN(AP472,360/'Roof Bay Analysis'!$I$51*AR472)","v":291},8.4]
[29018.035899999999,29018.05385,29,null,18,"K",7,"18K 7",359,538.5,215,{"$f":"MIN(I473,360/'Roof Bay Analysis'!$I$51*K473)","v":322.5},8.9,null,null,null,null,null,null,null,null,null,null,null,null,null,null,null,null,null,null,null,null,null,29018.03225,29,null,18,"K",7,"18K 7",359,538.5,215,{"$f":"MIN(AP473,360/'Roof Bay Analysis'!$I$51*AR473)","v":322.5},8.9]
[29018.043099999999,29018.06465,29,null,18,"K",9,"18K 9",431,646.5,254,{"$f":"MIN(I474,360/'Roof Bay Analysis'!$I$51*K474)","v":381},10.1,null,null,null,null,null,null,null,null,null,null,null,null,null,null,null,null,null,null,null,null,null,29018.038100000002,29,null,18,"K",9,"18K 9",431,646.5,254,{"$f":"MIN(AP474,360/'Roof Bay Analysis'!$I$51*AR474)","v":381},10.1]
[29018.051100000001,29018.076649999999,29,null,18,"K",10,"18K10",511,766.5,298,{"$f":"MIN(I475,360/'Roof Bay Analysis'!$I$51*K475)","v":447},11.6,null,null,null,null,null,null,null,null,null,null,null,null,null,null,null,null,null,null,null,null,null,29018.044699999999,29,null,18,"K",10,"18K10",511,766.5,298,{"$f":"MIN(AP475,360/'Roof Bay Analysis'!$I$51*AR475)","v":447},11.6]
[29020.024300000001,29020.03645,29,null,20,"K",3,"20K 3",243,364.5,170,{"$f":"MIN(I476,360/'Roof Bay Analysis'!$I$51*K476)","v":243},6.5,null,null,null,null,null,null,null,null,null,null,null,null,null,null,null,null,null,null,null,null,null,29020.024300000001,29,null,20,"K",3,"20K 3",243,364.5,170,{"$f":"MIN(AP476,360/'Roof Bay Analysis'!$I$51*AR476)","v":243},6.5]
[29020.029299999998,29020.043949999999,29,null,20,"K",4,"20K 4",293,439.5,199,{"$f":"MIN(I477,360/'Roof Bay Analysis'!$I$51*K477)","v":293},7.2,null,null,null,null,null,null,null,null,null,null,null,null,null,null,null,null,null,null,null,null,null,29020.029299999998,29,null,20,"K",4,"20K 4",293,439.5,199,{"$f":"MIN(AP477,360/'Roof Bay Analysis'!$I$51*AR477)","v":293},7.2]
[29020.032999999999,29020.049500000001,29,null,20,"K",5,"20K 5",330,495,223,{"$f":"MIN(I478,360/'Roof Bay Analysis'!$I$51*K478)","v":330},7.7,null,null,null,null,null,null,null,null,null,null,null,null,null,null,null,null,null,null,null,null,null,29020.032999999999,29,null,20,"K",5,"20K 5",330,495,223,{"$f":"MIN(AP478,360/'Roof Bay Analysis'!$I$51*AR478)","v":330},7.7]
[29020.036,29020.054,29,null,20,"K",6,"20K 6",360,540,242,{"$f":"MIN(I479,360/'Roof Bay Analysis'!$I$51*K479)","v":360},8.4,null,null,null,null,null,null,null,null,null,null,null,null,null,null,null,null,null,null,null,null,null,29020.036,29,null,20,"K",6,"20K 6",360,540,242,{"$f":"MIN(AP479,360/'Roof Bay Analysis'!$I$51*AR479)","v":360},8.4]
[29020.040099999998,29020.060150000001,29,null,20,"K",7,"20K 7",401,601.5,268,{"$f":"MIN(I480,360/'Roof Bay Analysis'!$I$51*K480)","v":401},8.9,null,null,null,null,null,null,null,null,null,null,null,null,null,null,null,null,null,null,null,null,null,29020.040099999998,29,null,20,"K",7,"20K 7",401,601.5,268,{"$f":"MIN(AP480,360/'Roof Bay Analysis'!$I$51*AR480)","v":401},8.9]
[29020.048200000001,29020.0723,29,null,20,"K",9,"20K 9",482,723,317,{"$f":"MIN(I481,360/'Roof Bay Analysis'!$I$51*K481)","v":475.5},10.1,null,null,null,null,null,null,null,null,null,null,null,null,null,null,null,null,null,null,null,null,null,29020.047549999999,29,null,20,"K",9,"20K 9",482,723,317,{"$f":"MIN(AP481,360/'Roof Bay Analysis'!$I$51*AR481)","v":475.5},10.1]
[29020.055,29020.0825,29,null,20,"K",10,"20K10",550,825,359,{"$f":"MIN(I482,360/'Roof Bay Analysis'!$I$51*K482)","v":538.5},11.6,null,null,null,null,null,null,null,null,null,null,null,null,null,null,null,null,null,null,null,null,null,29020.05385,29,null,20,"K",10,"20K10",550,825,359,{"$f":"MIN(AP482,360/'Roof Bay Analysis'!$I$51*AR482)","v":538.5},11.6]
[29022.0324,29022.048599999998,29,null,22,"K",4,"22K 4",324,486,242,{"$f":"MIN(I483,360/'Roof Bay Analysis'!$I$51*K483)","v":324},7.3,null,null,null,null,null,null,null,null,null,null,null,null,null,null,null,null,null,null,null,null,null,29022.0324,29,null,22,"K",4,"22K 4",324,486,242,{"$f":"MIN(AP483,360/'Roof Bay Analysis'!$I$51*AR483)","v":324},7.3]
[29022.036499999998,29022.054749999999,29,null,22,"K",5,"22K 5",365,547.5,272,{"$f":"MIN(I484,360/'Roof Bay Analysis'!$I$51*K484)","v":365},7.7,null,null,null,null,null,null,null,null,null,null,null,null,null,null,null,null,null,null,null,null,null,29022.036499999998,29,null,22,"K",5,"22K 5",365,547.5,272,{"$f":"MIN(AP484,360/'Roof Bay Analysis'!$I$51*AR484)","v":365},7.7]
[29022.039799999999,29022.059700000002,29,null,22,"K",6,"22K 6",398,597,295,{"$f":"MIN(I485,360/'Roof Bay Analysis'!$I$51*K485)","v":398},8.5,null,null,null,null,null,null,null,null,null,null,null,null,null,null,null,null,null,null,null,null,null,29022.039799999999,29,null,22,"K",6,"22K 6",398,597,295,{"$f":"MIN(AP485,360/'Roof Bay Analysis'!$I$51*AR485)","v":398},8.5]
[29022.044300000001,29022.066449999998,29,null,22,"K",7,"22K 7",443,664.5,327,{"$f":"MIN(I486,360/'Roof Bay Analysis'!$I$51*K486)","v":443},9,null,null,null,null,null,null,null,null,null,null,null,null,null,null,null,null,null,null,null,null,null,29022.044300000001,29,null,22,"K",7,"22K 7",443,664.5,327,{"$f":"MIN(AP486,360/'Roof Bay Analysis'!$I$51*AR486)","v":443},9]
[29022.053199999998,29022.0798,29,null,22,"K",9,"22K 9",532,798,387,{"$f":"MIN(I487,360/'Roof Bay Analysis'!$I$51*K487)","v":532},10.199999999999999,null,null,null,null,null,null,null,null,null,null,null,null,null,null,null,null,null,null,null,null,null,29022.053199999998,29,null,22,"K",9,"22K 9",532,798,387,{"$f":"MIN(AP487,360/'Roof Bay Analysis'!$I$51*AR487)","v":532},10.199999999999999]
[29022.055,29022.0825,29,null,22,"K",10,"22K10",550,825,399,{"$f":"MIN(I488,360/'Roof Bay Analysis'!$I$51*K488)","v":550},11.7,null,null,null,null,null,null,null,null,null,null,null,null,null,null,null,null,null,null,null,null,null,29022.055,29,null,22,"K",10,"22K10",550,825,399,{"$f":"MIN(AP488,360/'Roof Bay Analysis'!$I$51*AR488)","v":550},11.7]
[29022.055,29022.0825,29,null,22,"K",11,"22K11",550,825,399,{"$f":"MIN(I489,360/'Roof Bay Analysis'!$I$51*K489)","v":550},11.9,null,null,null,null,null,null,null,null,null,null,null,null,null,null,null,null,null,null,null,null,null,29022.055,29,null,22,"K",11,"22K11",550,825,399,{"$f":"MIN(AP489,360/'Roof Bay Analysis'!$I$51*AR489)","v":550},11.9]
[29024.035400000001,29024.053100000001,29,null,24,"K",4,"24K 4",354,531,290,{"$f":"MIN(I490,360/'Roof Bay Analysis'!$I$51*K490)","v":354},7.8,null,null,null,null,null,null,null,null,null,null,null,null,null,null,null,null,null,null,null,null,null,29024.035400000001,29,null,24,"K",4,"24K 4",354,531,290,{"$f":"MIN(AP490,360/'Roof Bay Analysis'!$I$51*AR490)","v":354},7.8]
[29024.04,29024.06,29,null,24,"K",5,"24K 5",400,600,325,{"$f":"MIN(I491,360/'Roof Bay Analysis'!$I$51*K491)","v":400},7.9,null,null,null,null,null,null,null,null,null,null,null,null,null,null,null,null,null,null,null,null,null,29024.04,29,null,24,"K",5,"24K 5",400,600,325,{"$f":"MIN(AP491,360/'Roof Bay Analysis'!$I$51*AR491)","v":400},7.9]
[29024.0435,29024.06525,29,null,24,"K",6,"24K 6",435,652.5,354,{"$f":"MIN(I492,360/'Roof Bay Analysis'!$I$51*K492)","v":435},8.5,null,null,null,null,null,null,null,null,null,null,null,null,null,null,null,null,null,null,null,null,null,29024.0435,29,null,24,"K",6,"24K 6",435,652.5,354,{"$f":"MIN(AP492,360/'Roof Bay Analysis'!$I$51*AR492)","v":435},8.5]
[29024.048500000001,29024.072749999999,29,null,24,"K",7,"24K 7",485,727.5,392,{"$f":"MIN(I493,360/'Roof Bay Analysis'!$I$51*K493)","v":485},9,null,null,null,null,null,null,null,null,null,null,null,null,null,null,null,null,null,null,null,null,null,29024.048500000001,29,null,24,"K",7,"24K 7",485,727.5,392,{"$f":"MIN(AP493,360/'Roof Bay Analysis'!$I$51*AR493)","v":485},9]
[29024.053599999999,29024.080399999999,29,null,24,"K",8,"24K 8",536,804,429,{"$f":"MIN(I494,360/'Roof Bay Analysis'!$I$51*K494)","v":536},9.4,null,null,null,null,null,null,null,null,null,null,null,null,null,null,null,null,null,null,null,null,null,29024.053599999999,29,null,24,"K",8,"24K 8",536,804,429,{"$f":"MIN(AP494,360/'Roof Bay Analysis'!$I$51*AR494)","v":536},9.4]
[29024.055,29024.0825,29,null,24,"K",9,"24K 9",550,825,436,{"$f":"MIN(I495,360/'Roof Bay Analysis'!$I$51*K495)","v":550},10.3,null,null,null,null,null,null,null,null,null,null,null,null,null,null,null,null,null,null,null,null,null,29024.055,29,null,24,"K",9,"24K 9",550,825,436,{"$f":"MIN(AP495,360/'Roof Bay Analysis'!$I$51*AR495)","v":550},10.3]
[29024.055,29024.0825,29,null,24,"K",10,"24K10",550,825,436,{"$f":"MIN(I496,360/'Roof Bay Analysis'!$I$51*K496)","v":550},11.7,null,null,null,null,null,null,null,null,null,null,null,null,null,null,null,null,null,null,null,null,null,29024.055,29,null,24,"K",10,"24K10",550,825,436,{"$f":"MIN(AP496,360/'Roof Bay Analysis'!$I$51*AR496)","v":550},11.7]
[29024.055,29024.0825,29,null,24,"K",12,"24K12",550,825,436,{"$f":"MIN(I497,360/'Roof Bay Analysis'!$I$51*K497)","v":550},13.5,null,null,null,null,null,null,null,null,null,null,null,null,null,null,null,null,null,null,null,null,null,29024.055,29,null,24,"K",12,"24K12",550,825,436,{"$f":"MIN(AP497,360/'Roof Bay Analysis'!$I$51*AR497)","v":550},13.5]
[29026.043399999999,29026.0651,29,null,26,"K",5,"26K 5",434,651,384,{"$f":"MIN(I498,360/'Roof Bay Analysis'!$I$51*K498)","v":434},8.1,null,null,null,null,null,null,null,null,null,null,null,null,null,null,null,null,null,null,null,null,null,29026.043399999999,29,null,26,"K",5,"26K 5",434,651,384,{"$f":"MIN(AP498,360/'Roof Bay Analysis'!$I$51*AR498)","v":434},8.1]
[29026.047299999998,29026.070950000001,29,null,26,"K",6,"26K 6",473,709.5,417,{"$f":"MIN(I499,360/'Roof Bay Analysis'!$I$51*K499)","v":473},8.6,null,null,null,null,null,null,null,null,null,null,null,null,null,null,null,null,null,null,null,null,null,29026.047299999998,29,null,26,"K",6,"26K 6",473,709.5,417,{"$f":"MIN(AP499,360/'Roof Bay Analysis'!$I$51*AR499)","v":473},8.6]
[29026.0527,29026.07905,29,null,26,"K",7,"26K 7",527,790.5,463,{"$f":"MIN(I500,360/'Roof Bay Analysis'!$I$51*K500)","v":527},9,null,null,null,null,null,null,null,null,null,null,null,null,null,null,null,null,null,null,null,null,null,29026.0527,29,null,26,"K",7,"26K 7",527,790.5,463,{"$f":"MIN(AP500,360/'Roof Bay Analysis'!$I$51*AR500)","v":527},9]
[29026.055,29026.0825,29,null,26,"K",8,"26K 8",550,825,479,{"$f":"MIN(I501,360/'Roof Bay Analysis'!$I$51*K501)","v":550},9.6999999999999993,null,null,null,null,null,null,null,null,null,null,null,null,null,null,null,null,null,null,null,null,null,29026.055,29,null,26,"K",8,"26K 8",550,825,479,{"$f":"MIN(AP501,360/'Roof Bay Analysis'!$I$51*AR501)","v":550},9.6999999999999993]
[29026.055,29026.0825,29,null,26,"K",9,"26K 9",550,825,479,{"$f":"MIN(I502,360/'Roof Bay Analysis'!$I$51*K502)","v":550},10.4,null,null,null,null,null,null,null,null,null,null,null,null,null,null,null,null,null,null,null,null,null,29026.055,29,null,26,"K",9,"26K 9",550,825,479,{"$f":"MIN(AP502,360/'Roof Bay Analysis'!$I$51*AR502)","v":550},10.4]
[29026.055,29026.0825,29,null,26,"K",10,"26K10",550,825,479,{"$f":"MIN(I503,360/'Roof Bay Analysis'!$I$51*K503)","v":550},11.8,null,null,null,null,null,null,null,null,null,null,null,null,null,null,null,null,null,null,null,null,null,29026.055,29,null,26,"K",10,"26K10",550,825,479,{"$f":"MIN(AP503,360/'Roof Bay Analysis'!$I$51*AR503)","v":550},11.8]
[29026.055,29026.0825,29,null,26,"K",12,"26K12",550,825,479,{"$f":"MIN(I504,360/'Roof Bay Analysis'!$I$51*K504)","v":550},13.7,null,null,null,null,null,null,null,null,null,null,null,null,null,null,null,null,null,null,null,null,null,29026.055,29,null,26,"K",12,"26K12",550,825,479,{"$f":"MIN(AP504,360/'Roof Bay Analysis'!$I$51*AR504)","v":550},13.7]
[29028.051100000001,29028.076649999999,29,null,28,"K",6,"28K 6",511,766.5,486,{"$f":"MIN(I505,360/'Roof Bay Analysis'!$I$51*K505)","v":511},8.9,null,null,null,null,null,null,null,null,null,null,null,null,null,null,null,null,null,null,null,null,null,29028.051100000001,29,null,28,"K",6,"28K 6",511,766.5,486,{"$f":"MIN(AP505,360/'Roof Bay Analysis'!$I$51*AR505)","v":511},8.9]
[29028.055,29028.0825,29,null,28,"K",7,"28K 7",550,825,522,{"$f":"MIN(I506,360/'Roof Bay Analysis'!$I$51*K506)","v":550},9.1999999999999993,null,null,null,null,null,null,null,null,null,null,null,null,null,null,null,null,null,null,null,null,null,29028.055,29,null,28,"K",7,"28K 7",550,825,522,{"$f":"MIN(AP506,360/'Roof Bay Analysis'!$I$51*AR506)","v":550},9.1999999999999993]
[29028.055,29028.0825,29,null,28,"K",8,"28K 8",550,825,522,{"$f":"MIN(I507,360/'Roof Bay Analysis'!$I$51*K507)","v":550},9.8000000000000007,null,null,null,null,null,null,null,null,null,null,null,null,null,null,null,null,null,null,null,null,null,29028.055,29,null,28,"K",8,"28K 8",550,825,522,{"$f":"MIN(AP507,360/'Roof Bay Analysis'!$I$51*AR507)","v":550},9.8000000000000007]
[29028.055,29028.0825,29,null,28,"K",9,"28K 9",550,825,522,{"$f":"MIN(I508,360/'Roof Bay Analysis'!$I$51*K508)","v":550},10.5,null,null,null,null,null,null,null,null,null,null,null,null,null,null,null,null,null,null,null,null,null,29028.055,29,null,28,"K",9,"28K 9",550,825,522,{"$f":"MIN(AP508,360/'Roof Bay Analysis'!$I$51*AR508)","v":550},10.5]
[29028.055,29028.0825,29,null,28,"K",10,"28K10",550,825,522,{"$f":"MIN(I509,360/'Roof Bay Analysis'!$I$51*K509)","v":550},11.8,null,null,null,null,null,null,null,null,null,null,null,null,null,null,null,null,null,null,null,null,null,29028.055,29,null,28,"K",10,"28K10",550,825,522,{"$f":"MIN(AP509,360/'Roof Bay Analysis'!$I$51*AR509)","v":550},11.8]
[29028.055,29028.0825,29,null,28,"K",12,"28K12",550,825,522,{"$f":"MIN(I510,360/'Roof Bay Analysis'!$I$51*K510)","v":550},14.5,null,null,null,null,null,null,null,null,null,null,null,null,null,null,null,null,null,null,null,null,null,29028.055,29,null,28,"K",12,"28K12",550,825,522,{"$f":"MIN(AP510,360/'Roof Bay Analysis'!$I$51*AR510)","v":550},14.5]
[30016.016100000001,30016.024150000001,30,"X",16,"K",2,"16K 2",161,241.5,86,{"$f":"MIN(I511,360/'Roof Bay Analysis'!$I$51*K511)","v":129},5.5,null,null,null,null,null,null,null,null,null,null,null,null,null,null,null,null,null,null,null,null,null,30016.012900000002,30,"X",16,"K",2,"16K 2",161,241.5,86,{"$f":"MIN(AP511,360/'Roof Bay Analysis'!$I$51*AR511)","v":129},5.5]
[30016.018,30016.026999999998,30,"X",16,"K",3,"16K 3",180,270,96,{"$f":"MIN(I512,360/'Roof Bay Analysis'!$I$51*K512)","v":144},6.3,null,null,null,null,null,null,null,null,null,null,null,null,null,null,null,null,null,null,null,null,null,30016.0144,30,"X",16,"K",3,"16K 3",180,270,96,{"$f":"MIN(AP512,360/'Roof Bay Analysis'!$I$51*AR512)","v":144},6.3]
[30016.0216,30016.0324,30,null,16,"K",4,"16K 4",216,324,112,{"$f":"MIN(I513,360/'Roof Bay Analysis'!$I$51*K513)","v":168},7,null,null,null,null,null,null,null,null,null,null,null,null,null,null,null,null,null,null,null,null,null,30016.016800000001,30,null,16,"K",4,"16K 4",216,324,112,{"$f":"MIN(AP513,360/'Roof Bay Analysis'!$I$51*AR513)","v":168},7]
[30016.024399999998,30016.036599999999,30,null,16,"K",5,"16K 5",244,366,126,{"$f":"MIN(I514,360/'Roof Bay Analysis'!$I$51*K514)","v":189},7.5,null,null,null,null,null,null,null,null,null,null,null,null,null,null,null,null,null,null,null,null,null,30016.018899999999,30,null,16,"K",5,"16K 5",244,366,126,{"$f":"MIN(AP514,360/'Roof Bay Analysis'!$I$51*AR514)","v":189},7.5]
[30016.026600000001,30016.0399,30,null,16,"K",6,"16K 6",266,399,137,{"$f":"MIN(I515,360/'Roof Bay Analysis'!$I$51*K515)","v":205.5},8.1,null,null,null,null,null,null,null,null,null,null,null,null,null,null,null,null,null,null,null,null,null,30016.020550000001,30,null,16,"K",6,"16K 6",266,399,137,{"$f":"MIN(AP515,360/'Roof Bay Analysis'!$I$51*AR515)","v":205.5},8.1]
[{"$f":"C516*1000+E516+I516/10000","v":30016.029600000002},{"$f":"C516*1000+E516+J516/10000","v":30016.044399999999},30,null,16,"K",7,"16K 7",296,{"$f":"1.5*I516","v":444},151,{"$f":"MIN(I516,360/'Roof Bay Analysis'!$I$51*K516)","v":226.5},8.6,null,null,null,null,null,null,null,null,null,null,null,null,null,null,null,null,null,null,null,null,null,{"$f":"AJ516*1000+AL516+AS516/10000","v":30016.022649999999},30,null,16,"K",7,"16K 7",296,{"$f":"1.5*AP516","v":444},151,{"$f":"MIN(AP516,360/'Roof Bay Analysis'!$I$51*AR516)","v":226.5},8.6]
[30016.035500000002,30016.053250000001,30,null,{"$f":"VALUE(LEFT(H517,2))","v":16},{"$f":"MID(H517,3,LEN(H517)-4)","v":"K"},{"$f":"VALUE(RIGHT(H517,2))","v":9},"16K 9",355,532.5,178,{"$f":"MIN(I517,360/'Roof Bay Analysis'!$I$51*K517)","v":267},10,null,null,null,null,null,null,null,null,null,null,null,null,null,null,null,null,null,null,null,null,null,30016.026699999999,30,null,{"$f":"VALUE(LEFT(AO517,2))","v":16},{"$f":"MID(AO517,3,LEN(AO517)-4)","v":"K"},{"$f":"VALUE(RIGHT(AO517,2))","v":9},"16K 9",355,532.5,178,{"$f":"MIN(AP517,360/'Roof Bay Analysis'!$I$51*AR517)","v":267},10]
[30018.0203,30018.030449999998,30,null,18,"K",3,"18K 3",203,304.5,123,{"$f":"MIN(I518,360/'Roof Bay Analysis'!$I$51*K518)","v":184.5},6.4,null,null,null,null,null,null,null,null,null,null,null,null,null,null,null,null,null,null,null,null,null,30018.01845,30,null,18,"K",3,"18K 3",203,304.5,123,{"$f":"MIN(AP518,360/'Roof Bay Analysis'!$I$51*AR518)","v":184.5},6.4]
[30018.0245,30018.036749999999,30,null,18,"K",4,"18K 4",245,367.5,144,{"$f":"MIN(I519,360/'Roof Bay Analysis'!$I$51*K519)","v":216},7.2,null,null,null,null,null,null,null,null,null,null,null,null,null,null,null,null,null,null,null,null,null,30018.0216,30,null,18,"K",4,"18K 4",245,367.5,144,{"$f":"MIN(AP519,360/'Roof Bay Analysis'!$I$51*AR519)","v":216},7.2]
[30018.027600000001,30018.041399999998,30,null,18,"K",5,"18K 5",276,414,161,{"$f":"MIN(I520,360/'Roof Bay Analysis'!$I$51*K520)","v":241.5},7.7,null,null,null,null,null,null,null,null,null,null,null,null,null,null,null,null,null,null,null,null,null,30018.024150000001,30,null,18,"K",5,"18K 5",276,414,161,{"$f":"MIN(AP520,360/'Roof Bay Analysis'!$I$51*AR520)","v":241.5},7.7]
[30018.0301,30018.045150000002,30,null,18,"K",6,"18K 6",301,451.5,175,{"$f":"MIN(I521,360/'Roof Bay Analysis'!$I$51*K521)","v":262.5},8.4,null,null,null,null,null,null,null,null,null,null,null,null,null,null,null,null,null,null,null,null,null,30018.026249999999,30,null,18,"K",6,"18K 6",301,451.5,175,{"$f":"MIN(AP521,360/'Roof Bay Analysis'!$I$51*AR521)","v":262.5},8.4]
[30018.033500000001,30018.05025,30,null,18,"K",7,"18K 7",335,502.5,194,{"$f":"MIN(I522,360/'Roof Bay Analysis'!$I$51*K522)","v":291},8.9,null,null,null,null,null,null,null,null,null,null,null,null,null,null,null,null,null,null,null,null,null,30018.0291,30,null,18,"K",7,"18K 7",335,502.5,194,{"$f":"MIN(AP522,360/'Roof Bay Analysis'!$I$51*AR522)","v":291},8.9]
[30018.040199999999,30018.060300000001,30,null,18,"K",9,"18K 9",402,603,229,{"$f":"MIN(I523,360/'Roof Bay Analysis'!$I$51*K523)","v":343.5},10.1,null,null,null,null,null,null,null,null,null,null,null,null,null,null,null,null,null,null,null,null,null,30018.034350000002,30,null,18,"K",9,"18K 9",402,603,229,{"$f":"MIN(AP523,360/'Roof Bay Analysis'!$I$51*AR523)","v":343.5},10.1]
[30018.047699999999,30018.071550000001,30,null,18,"K",10,"18K10",477,715.5,269,{"$f":"MIN(I524,360/'Roof Bay Analysis'!$I$51*K524)","v":403.5},11.6,null,null,null,null,null,null,null,null,null,null,null,null,null,null,null,null,null,null,null,null,null,30018.040349999999,30,null,18,"K",10,"18K10",477,715.5,269,{"$f":"MIN(AP524,360/'Roof Bay Analysis'!$I$51*AR524)","v":403.5},11.6]
[30020.022700000001,30020.034049999998,30,null,20,"K",3,"20K 3",227,340.5,153,{"$f":"MIN(I525,360/'Roof Bay Analysis'!$I$51*K525)","v":227},6.5,null,null,null,null,null,null,null,null,null,null,null,null,null,null,null,null,null,null,null,null,null,30020.022700000001,30,null,20,"K",3,"20K 3",227,340.5,153,{"$f":"MIN(AP525,360/'Roof Bay Analysis'!$I$51*AR525)","v":227},6.5]
[30020.027399999999,30020.041099999999,30,null,20,"K",4,"20K 4",274,411,179,{"$f":"MIN(I526,360/'Roof Bay Analysis'!$I$51*K526)","v":268.5},7.2,null,null,null,null,null,null,null,null,null,null,null,null,null,null,null,null,null,null,null,null,null,30020.026849999998,30,null,20,"K",4,"20K 4",274,411,179,{"$f":"MIN(AP526,360/'Roof Bay Analysis'!$I$51*AR526)","v":268.5},7.2]
[30020.0308,30020.046200000001,30,null,20,"K",5,"20K 5",308,462,201,{"$f":"MIN(I527,360/'Roof Bay Analysis'!$I$51*K527)","v":301.5},7.7,null,null,null,null,null,null,null,null,null,null,null,null,null,null,null,null,null,null,null,null,null,30020.030149999999,30,null,20,"K",5,"20K 5",308,462,201,{"$f":"MIN(AP527,360/'Roof Bay Analysis'!$I$51*AR527)","v":301.5},7.7]
[30020.033599999999,30020.0504,30,null,20,"K",6,"20K 6",336,504,218,{"$f":"MIN(I528,360/'Roof Bay Analysis'!$I$51*K528)","v":327},8.4,null,null,null,null,null,null,null,null,null,null,null,null,null,null,null,null,null,null,null,null,null,30020.0327,30,null,20,"K",6,"20K 6",336,504,218,{"$f":"MIN(AP528,360/'Roof Bay Analysis'!$I$51*AR528)","v":327},8.4]
[30020.037400000001,30020.056100000002,30,null,20,"K",7,"20K 7",374,561,242,{"$f":"MIN(I529,360/'Roof Bay Analysis'!$I$51*K529)","v":363},8.9,null,null,null,null,null,null,null,null,null,null,null,null,null,null,null,null,null,null,null,null,null,30020.0363,30,null,20,"K",7,"20K 7",374,561,242,{"$f":"MIN(AP529,360/'Roof Bay Analysis'!$I$51*AR529)","v":363},8.9]
[30020.044999999998,30020.067500000001,30,null,20,"K",9,"20K 9",450,675,286,{"$f":"MIN(I530,360/'Roof Bay Analysis'!$I$51*K530)","v":429},10.1,null,null,null,null,null,null,null,null,null,null,null,null,null,null,null,null,null,null,null,null,null,30020.0429,30,null,20,"K",9,"20K 9",450,675,286,{"$f":"MIN(AP530,360/'Roof Bay Analysis'!$I$51*AR530)","v":429},10.1]
[30020.0533,30020.079949999999,30,null,20,"K",10,"20K10",533,799.5,336,{"$f":"MIN(I531,360/'Roof Bay Analysis'!$I$51*K531)","v":504},11.6,null,null,null,null,null,null,null,null,null,null,null,null,null,null,null,null,null,null,null,null,null,30020.0504,30,null,20,"K",10,"20K10",533,799.5,336,{"$f":"MIN(AP531,360/'Roof Bay Analysis'!$I$51*AR531)","v":504},11.6]
[30022.030200000001,30022.045300000002,30,null,22,"K",4,"22K 4",302,453,219,{"$f":"MIN(I532,360/'Roof Bay Analysis'!$I$51*K532)","v":302},7.3,null,null,null,null,null,null,null,null,null,null,null,null,null,null,null,null,null,null,null,null,null,30022.030200000001,30,null,22,"K",4,"22K 4",302,453,219,{"$f":"MIN(AP532,360/'Roof Bay Analysis'!$I$51*AR532)","v":302},7.3]
[30022.034100000001,30022.051149999999,30,null,22,"K",5,"22K 5",341,511.5,245,{"$f":"MIN(I533,360/'Roof Bay Analysis'!$I$51*K533)","v":341},7.7,null,null,null,null,null,null,null,null,null,null,null,null,null,null,null,null,null,null,null,null,null,30022.034100000001,30,null,22,"K",5,"22K 5",341,511.5,245,{"$f":"MIN(AP533,360/'Roof Bay Analysis'!$I$51*AR533)","v":341},7.7]
[30022.037100000001,30022.055649999998,30,null,22,"K",6,"22K 6",371,556.5,266,{"$f":"MIN(I534,360/'Roof Bay Analysis'!$I$51*K534)","v":371},8.5,null,null,null,null,null,null,null,null,null,null,null,null,null,null,null,null,null,null,null,null,null,30022.037100000001,30,null,22,"K",6,"22K 6",371,556.5,266,{"$f":"MIN(AP534,360/'Roof Bay Analysis'!$I$51*AR534)","v":371},8.5]
[30022.041300000001,30022.061949999999,30,null,22,"K",7,"22K 7",413,619.5,295,{"$f":"MIN(I535,360/'Roof Bay Analysis'!$I$51*K535)","v":413},9,null,null,null,null,null,null,null,null,null,null,null,null,null,null,null,null,null,null,null,null,null,30022.041300000001,30,null,22,"K",7,"22K 7",413,619.5,295,{"$f":"MIN(AP535,360/'Roof Bay Analysis'!$I$51*AR535)","v":413},9]
[30022.0497,30022.074550000001,30,null,22,"K",9,"22K 9",497,745.5,349,{"$f":"MIN(I536,360/'Roof Bay Analysis'!$I$51*K536)","v":497},10.199999999999999,null,null,null,null,null,null,null,null,null,null,null,null,null,null,null,null,null,null,null,null,null,30022.0497,30,null,22,"K",9,"22K 9",497,745.5,349,{"$f":"MIN(AP536,360/'Roof Bay Analysis'!$I$51*AR536)","v":497},10.199999999999999]
[30022.055,30022.0825,30,null,22,"K",10,"22K10",550,825,385,{"$f":"MIN(I537,360/'Roof Bay Analysis'!$I$51*K537)","v":550},11.7,null,null,null,null,null,null,null,null,null,null,null,null,null,null,null,null,null,null,null,null,null,30022.055,30,null,22,"K",10,"22K10",550,825,385,{"$f":"MIN(AP537,360/'Roof Bay Analysis'!$I$51*AR537)","v":550},11.7]
[30022.055,30022.0825,30,null,22,"K",11,"22K11",550,825,385,{"$f":"MIN(I538,360/'Roof Bay Analysis'!$I$51*K538)","v":550},11.9,null,null,null,null,null,null,null,null,null,null,null,null,null,null,null,null,null,null,null,null,null,30022.055,30,null,22,"K",11,"22K11",550,825,385,{"$f":"MIN(AP538,360/'Roof Bay Analysis'!$I$51*AR538)","v":550},11.9]
[30024.033100000001,30024.049650000001,30,null,24,"K",4,"24K 4",331,496.5,262,{"$f":"MIN(I539,360/'Roof Bay Analysis'!$I$51*K539)","v":331},7.8,null,null,null,null,null,null,null,null,null,null,null,null,null,null,null,null,null,null,null,null,null,30024.033100000001,30,null,24,"K",4,"24K 4",331,496.5,262,{"$f":"MIN(AP539,360/'Roof Bay Analysis'!$I$51*AR539)","v":331},7.8]
[30024.0373,30024.055950000002,30,null,24,"K",5,"24K 5",373,559.5,293,{"$f":"MIN(I540,360/'Roof Bay Analysis'!$I$51*K540)","v":373},7.9,null,null,null,null,null,null,null,null,null,null,null,null,null,null,null,null,null,null,null,null,null,30024.0373,30,null,24,"K",5,"24K 5",373,559.5,293,{"$f":"MIN(AP540,360/'Roof Bay Analysis'!$I$51*AR540)","v":373},7.9]
[30024.0406,30024.0609,30,null,24,"K",6,"24K 6",406,609,319,{"$f":"MIN(I541,360/'Roof Bay Analysis'!$I$51*K541)","v":406},8.5,null,null,null,null,null,null,null,null,null,null,null,null,null,null,null,null,null,null,null,null,null,30024.0406,30,null,24,"K",6,"24K 6",406,609,319,{"$f":"MIN(AP541,360/'Roof Bay Analysis'!$I$51*AR541)","v":406},8.5]
[30024.045300000002,30024.067950000001,30,null,24,"K",7,"24K 7",453,679.5,353,{"$f":"MIN(I542,360/'Roof Bay Analysis'!$I$51*K542)","v":453},9,null,null,null,null,null,null,null,null,null,null,null,null,null,null,null,null,null,null,null,null,null,30024.045300000002,30,null,24,"K",7,"24K 7",453,679.5,353,{"$f":"MIN(AP542,360/'Roof Bay Analysis'!$I$51*AR542)","v":453},9]
[30024.05,30024.075000000001,30,null,24,"K",8,"24K 8",500,750,387,{"$f":"MIN(I543,360/'Roof Bay Analysis'!$I$51*K543)","v":500},9.4,null,null,null,null,null,null,null,null,null,null,null,null,null,null,null,null,null,null,null,null,null,30024.05,30,null,24,"K",8,"24K 8",500,750,387,{"$f":"MIN(AP543,360/'Roof Bay Analysis'!$I$51*AR543)","v":500},9.4]
[30024.054400000001,30024.081600000001,30,null,24,"K",9,"24K 9",544,816,419,{"$f":"MIN(I544,360/'Roof Bay Analysis'!$I$51*K544)","v":544},10.3,null,null,null,null,null,null,null,null,null,null,null,null,null,null,null,null,null,null,null,null,null,30024.054400000001,30,null,24,"K",9,"24K 9",544,816,419,{"$f":"MIN(AP544,360/'Roof Bay Analysis'!$I$51*AR544)","v":544},10.3]
[30024.055,30024.0825,30,null,24,"K",10,"24K10",550,825,422,{"$f":"MIN(I545,360/'Roof Bay Analysis'!$I$51*K545)","v":550},11.7,null,null,null,null,null,null,null,null,null,null,null,null,null,null,null,null,null,null,null,null,null,30024.055,30,null,24,"K",10,"24K10",550,825,422,{"$f":"MIN(AP545,360/'Roof Bay Analysis'!$I$51*AR545)","v":550},11.7]
[30024.055,30024.0825,30,null,24,"K",12,"24K12",550,825,422,{"$f":"MIN(I546,360/'Roof Bay Analysis'!$I$51*K546)","v":550},13.5,null,null,null,null,null,null,null,null,null,null,null,null,null,null,null,null,null,null,null,null,null,30024.055,30,null,24,"K",12,"24K12",550,825,422,{"$f":"MIN(AP546,360/'Roof Bay Analysis'!$I$51*AR546)","v":550},13.5]
[30026.040499999999,30026.060750000001,30,null,26,"K",5,"26K 5",405,607.5,346,{"$f":"MIN(I547,360/'Roof Bay Analysis'!$I$51*K547)","v":405},8.1,null,null,null,null,null,null,null,null,null,null,null,null,null,null,null,null,null,null,null,null,null,30026.040499999999,30,null,26,"K",5,"26K 5",405,607.5,346,{"$f":"MIN(AP547,360/'Roof Bay Analysis'!$I$51*AR547)","v":405},8.1]
[30026.044099999999,30026.066149999999,30,null,26,"K",6,"26K 6",441,661.5,377,{"$f":"MIN(I548,360/'Roof Bay Analysis'!$I$51*K548)","v":441},8.6,null,null,null,null,null,null,null,null,null,null,null,null,null,null,null,null,null,null,null,null,null,30026.044099999999,30,null,26,"K",6,"26K 6",441,661.5,377,{"$f":"MIN(AP548,360/'Roof Bay Analysis'!$I$51*AR548)","v":441},8.6]
[30026.049200000001,30026.073799999998,30,null,26,"K",7,"26K 7",492,738,417,{"$f":"MIN(I549,360/'Roof Bay Analysis'!$I$51*K549)","v":492},9,null,null,null,null,null,null,null,null,null,null,null,null,null,null,null,null,null,null,null,null,null,30026.049200000001,30,null,26,"K",7,"26K 7",492,738,417,{"$f":"MIN(AP549,360/'Roof Bay Analysis'!$I$51*AR549)","v":492},9]
[30026.054400000001,30026.081600000001,30,null,26,"K",8,"26K 8",544,816,457,{"$f":"MIN(I550,360/'Roof Bay Analysis'!$I$51*K550)","v":544},9.6999999999999993,null,null,null,null,null,null,null,null,null,null,null,null,null,null,null,null,null,null,null,null,null,30026.054400000001,30,null,26,"K",8,"26K 8",544,816,457,{"$f":"MIN(AP550,360/'Roof Bay Analysis'!$I$51*AR550)","v":544},9.6999999999999993]
[30026.055,30026.0825,30,null,26,"K",9,"26K 9",550,825,459,{"$f":"MIN(I551,360/'Roof Bay Analysis'!$I$51*K551)","v":550},10.4,null,null,null,null,null,null,null,null,null,null,null,null,null,null,null,null,null,null,null,null,null,30026.055,30,null,26,"K",9,"26K 9",550,825,459,{"$f":"MIN(AP551,360/'Roof Bay Analysis'!$I$51*AR551)","v":550},10.4]
[30026.055,30026.0825,30,null,26,"K",10,"26K10",550,825,459,{"$f":"MIN(I552,360/'Roof Bay Analysis'!$I$51*K552)","v":550},11.8,null,null,null,null,null,null,null,null,null,null,null,null,null,null,null,null,null,null,null,null,null,30026.055,30,null,26,"K",10,"26K10",550,825,459,{"$f":"MIN(AP552,360/'Roof Bay Analysis'!$I$51*AR552)","v":550},11.8]
[30026.055,30026.0825,30,null,26,"K",12,"26K12",550,825,459,{"$f":"MIN(I553,360/'Roof Bay Analysis'!$I$51*K553)","v":550},13.7,null,null,null,null,null,null,null,null,null,null,null,null,null,null,null,null,null,null,null,null,null,30026.055,30,null,26,"K",12,"26K12",550,825,459,{"$f":"MIN(AP553,360/'Roof Bay Analysis'!$I$51*AR553)","v":550},13.7]
[30028.047699999999,30028.071550000001,30,null,28,"K",6,"28K 6",477,715.5,439,{"$f":"MIN(I554,360/'Roof Bay Analysis'!$I$51*K554)","v":477},8.9,null,null,null,null,null,null,null,null,null,null,null,null,null,null,null,null,null,null,null,null,null,30028.047699999999,30,null,28,"K",6,"28K 6",477,715.5,439,{"$f":"MIN(AP554,360/'Roof Bay Analysis'!$I$51*AR554)","v":477},8.9]
[30028.053100000001,30028.07965,30,null,28,"K",7,"28K 7",531,796.5,486,{"$f":"MIN(I555,360/'Roof Bay Analysis'!$I$51*K555)","v":531},9.1999999999999993,null,null,null,null,null,null,null,null,null,null,null,null,null,null,null,null,null,null,null,null,null,30028.053100000001,30,null,28,"K",7,"28K 7",531,796.5,486,{"$f":"MIN(AP555,360/'Roof Bay Analysis'!$I$51*AR555)","v":531},9.1999999999999993]
[30028.055,30028.0825,30,null,28,"K",8,"28K 8",550,825,500,{"$f":"MIN(I556,360/'Roof Bay Analysis'!$I$51*K556)","v":550},9.8000000000000007,null,null,null,null,null,null,null,null,null,null,null,null,null,null,null,null,null,null,null,null,null,30028.055,30,null,28,"K",8,"28K 8",550,825,500,{"$f":"MIN(AP556,360/'Roof Bay Analysis'!$I$51*AR556)","v":550},9.8000000000000007]
[30028.055,30028.0825,30,null,28,"K",9,"28K 9",550,825,500,{"$f":"MIN(I557,360/'Roof Bay Analysis'!$I$51*K557)","v":550},10.5,null,null,null,null,null,null,null,null,null,null,null,null,null,null,null,null,null,null,null,null,null,30028.055,30,null,28,"K",9,"28K 9",550,825,500,{"$f":"MIN(AP557,360/'Roof Bay Analysis'!$I$51*AR557)","v":550},10.5]
[30028.055,30028.0825,30,null,28,"K",10,"28K10",550,825,500,{"$f":"MIN(I558,360/'Roof Bay Analysis'!$I$51*K558)","v":550},11.8,null,null,null,null,null,null,null,null,null,null,null,null,null,null,null,null,null,null,null,null,null,30028.055,30,null,28,"K",10,"28K10",550,825,500,{"$f":"MIN(AP558,360/'Roof Bay Analysis'!$I$51*AR558)","v":550},11.8]
[30028.055,30028.0825,30,null,28,"K",12,"28K12",550,825,500,{"$f":"MIN(I559,360/'Roof Bay Analysis'!$I$51*K559)","v":550},14.5,null,null,null,null,null,null,null,null,null,null,null,null,null,null,null,null,null,null,null,null,null,30028.055,30,null,28,"K",12,"28K12",550,825,500,{"$f":"MIN(AP559,360/'Roof Bay Analysis'!$I$51*AR559)","v":550},14.5]
[30030.055,30030.0825,30,null,30,"K",7,"30K 7",550,825,543,{"$f":"MIN(I560,360/'Roof Bay Analysis'!$I$51*K560)","v":550},9.6,null,null,null,null,null,null,null,null,null,null,null,null,null,null,null,null,null,null,null,null,null,30030.055,30,null,30,"K",7,"30K 7",550,825,543,{"$f":"MIN(AP560,360/'Roof Bay Analysis'!$I$51*AR560)","v":550},9.6]
[30030.055,30030.0825,30,null,30,"K",8,"30K 8",550,825,543,{"$f":"MIN(I561,360/'Roof Bay Analysis'!$I$51*K561)","v":550},10,null,null,null,null,null,null,null,null,null,null,null,null,null,null,null,null,null,null,null,null,null,30030.055,30,null,30,"K",8,"30K 8",550,825,543,{"$f":"MIN(AP561,360/'Roof Bay Analysis'!$I$51*AR561)","v":550},10]
[30030.055,30030.0825,30,null,30,"K",9,"30K 9",550,825,543,{"$f":"MIN(I562,360/'Roof Bay Analysis'!$I$51*K562)","v":550},10.6,null,null,null,null,null,null,null,null,null,null,null,null,null,null,null,null,null,null,null,null,null,30030.055,30,null,30,"K",9,"30K 9",550,825,543,{"$f":"MIN(AP562,360/'Roof Bay Analysis'!$I$51*AR562)","v":550},10.6]
[30030.055,30030.0825,30,null,30,"K",10,"30K10",550,825,543,{"$f":"MIN(I563,360/'Roof Bay Analysis'!$I$51*K563)","v":550},11.9,null,null,null,null,null,null,null,null,null,null,null,null,null,null,null,null,null,null,null,null,null,30030.055,30,null,30,"K",10,"30K10",550,825,543,{"$f":"MIN(AP563,360/'Roof Bay Analysis'!$I$51*AR563)","v":550},11.9]
[30030.055,30030.0825,30,null,30,"K",11,"30K11",550,825,543,{"$f":"MIN(I564,360/'Roof Bay Analysis'!$I$51*K564)","v":550},13.3,null,null,null,null,null,null,null,null,null,null,null,null,null,null,null,null,null,null,null,null,null,30030.055,30,null,30,"K",11,"30K11",550,825,543,{"$f":"MIN(AP564,360/'Roof Bay Analysis'!$I$51*AR564)","v":550},13.3]
[30030.055,30030.0825,30,null,30,"K",12,"30K12",550,825,543,{"$f":"MIN(I565,360/'Roof Bay Analysis'!$I$51*K565)","v":550},15,null,null,null,null,null,null,null,null,null,null,null,null,null,null,null,null,null,null,null,null,null,30030.055,30,null,30,"K",12,"30K12",550,825,543,{"$f":"MIN(AP565,360/'Roof Bay Analysis'!$I$51*AR565)","v":550},15]
[31016.015100000001,31016.022649999999,31,"X",16,"K",2,"16K 2",151,226.5,78,{"$f":"MIN(I566,360/'Roof Bay Analysis'!$I$51*K566)","v":117},5.5,null,null,null,null,null,null,null,null,null,null,null,null,null,null,null,null,null,null,null,null,null,31016.011699999999,31,"X",16,"K",2,"16K 2",151,226.5,78,{"$f":"MIN(AP566,360/'Roof Bay Analysis'!$I$51*AR566)","v":117},5.5]
[31016.016800000001,31016.0252,31,"X",16,"K",3,"16K 3",168,252,87,{"$f":"MIN(I567,360/'Roof Bay Analysis'!$I$51*K567)","v":130.5},6.3,null,null,null,null,null,null,null,null,null,null,null,null,null,null,null,null,null,null,null,null,null,31016.013050000001,31,"X",16,"K",3,"16K 3",168,252,87,{"$f":"MIN(AP567,360/'Roof Bay Analysis'!$I$51*AR567)","v":130.5},6.3]
[31016.0203,31016.030449999998,31,null,16,"K",4,"16K 4",203,304.5,101,{"$f":"MIN(I568,360/'Roof Bay Analysis'!$I$51*K568)","v":151.5},7,null,null,null,null,null,null,null,null,null,null,null,null,null,null,null,null,null,null,null,null,null,31016.015149999999,31,null,16,"K",4,"16K 4",203,304.5,101,{"$f":"MIN(AP568,360/'Roof Bay Analysis'!$I$51*AR568)","v":151.5},7]
[31016.022799999999,31016.034199999998,31,null,16,"K",5,"16K 5",228,342,114,{"$f":"MIN(I569,360/'Roof Bay Analysis'!$I$51*K569)","v":171},7.5,null,null,null,null,null,null,null,null,null,null,null,null,null,null,null,null,null,null,null,null,null,31016.017100000001,31,null,16,"K",5,"16K 5",228,342,114,{"$f":"MIN(AP569,360/'Roof Bay Analysis'!$I$51*AR569)","v":171},7.5]
[31016.0249,31016.037349999999,31,null,16,"K",6,"16K 6",249,373.5,124,{"$f":"MIN(I570,360/'Roof Bay Analysis'!$I$51*K570)","v":186},8.1,null,null,null,null,null,null,null,null,null,null,null,null,null,null,null,null,null,null,null,null,null,31016.018599999999,31,null,16,"K",6,"16K 6",249,373.5,124,{"$f":"MIN(AP570,360/'Roof Bay Analysis'!$I$51*AR570)","v":186},8.1]
[31016.027699999999,31016.041550000002,31,null,16,"K",7,"16K 7",277,415.5,137,{"$f":"MIN(I571,360/'Roof Bay Analysis'!$I$51*K571)","v":205.5},8.6,null,null,null,null,null,null,null,null,null,null,null,null,null,null,null,null,null,null,null,null,null,31016.020550000001,31,null,16,"K",7,"16K 7",277,415.5,137,{"$f":"MIN(AP571,360/'Roof Bay Analysis'!$I$51*AR571)","v":205.5},8.6]
[31016.033200000002,31016.049800000001,31,null,16,"K",9,"16K 9",332,498,161,{"$f":"MIN(I572,360/'Roof Bay Analysis'!$I$51*K572)","v":241.5},10,null,null,null,null,null,null,null,null,null,null,null,null,null,null,null,null,null,null,null,null,null,31016.024150000001,31,null,16,"K",9,"16K 9",332,498,161,{"$f":"MIN(AP572,360/'Roof Bay Analysis'!$I$51*AR572)","v":241.5},10]
[31018.019,31018.0285,31,"X",18,"K",3,"18K 3",190,285,111,{"$f":"MIN(I573,360/'Roof Bay Analysis'!$I$51*K573)","v":166.5},6.4,null,null,null,null,null,null,null,null,null,null,null,null,null,null,null,null,null,null,null,null,null,31018.016650000001,31,"X",18,"K",3,"18K 3",190,285,111,{"$f":"MIN(AP573,360/'Roof Bay Analysis'!$I$51*AR573)","v":166.5},6.4]
[31018.0229,31018.034350000002,31,null,18,"K",4,"18K 4",229,343.5,130,{"$f":"MIN(I574,360/'Roof Bay Analysis'!$I$51*K574)","v":195},7.2,null,null,null,null,null,null,null,null,null,null,null,null,null,null,null,null,null,null,null,null,null,31018.019499999999,31,null,18,"K",4,"18K 4",229,343.5,130,{"$f":"MIN(AP574,360/'Roof Bay Analysis'!$I$51*AR574)","v":195},7.2]
[31018.025799999999,31018.038700000001,31,null,18,"K",5,"18K 5",258,387,146,{"$f":"MIN(I575,360/'Roof Bay Analysis'!$I$51*K575)","v":219},7.7,null,null,null,null,null,null,null,null,null,null,null,null,null,null,null,null,null,null,null,null,null,31018.0219,31,null,18,"K",5,"18K 5",258,387,146,{"$f":"MIN(AP575,360/'Roof Bay Analysis'!$I$51*AR575)","v":219},7.7]
[31018.0281,31018.042150000001,31,null,18,"K",6,"18K 6",281,421.5,158,{"$f":"MIN(I576,360/'Roof Bay Analysis'!$I$51*K576)","v":237},8.4,null,null,null,null,null,null,null,null,null,null,null,null,null,null,null,null,null,null,null,null,null,31018.023700000002,31,null,18,"K",6,"18K 6",281,421.5,158,{"$f":"MIN(AP576,360/'Roof Bay Analysis'!$I$51*AR576)","v":237},8.4]
[31018.031299999999,31018.04695,31,null,18,"K",7,"18K 7",313,469.5,175,{"$f":"MIN(I577,360/'Roof Bay Analysis'!$I$51*K577)","v":262.5},8.9,null,null,null,null,null,null,null,null,null,null,null,null,null,null,null,null,null,null,null,null,null,31018.026249999999,31,null,18,"K",7,"18K 7",313,469.5,175,{"$f":"MIN(AP577,360/'Roof Bay Analysis'!$I$51*AR577)","v":262.5},8.9]
[31018.0376,31018.056400000001,31,null,18,"K",9,"18K 9",376,564,207,{"$f":"MIN(I578,360/'Roof Bay Analysis'!$I$51*K578)","v":310.5},10.1,null,null,null,null,null,null,null,null,null,null,null,null,null,null,null,null,null,null,null,null,null,31018.031050000001,31,null,18,"K",9,"18K 9",376,564,207,{"$f":"MIN(AP578,360/'Roof Bay Analysis'!$I$51*AR578)","v":310.5},10.1]
[31018.044600000001,31018.066900000002,31,null,18,"K",10,"18K10",446,669,243,{"$f":"MIN(I579,360/'Roof Bay Analysis'!$I$51*K579)","v":364.5},11.6,null,null,null,null,null,null,null,null,null,null,null,null,null,null,null,null,null,null,null,null,null,31018.03645,31,null,18,"K",10,"18K10",446,669,243,{"$f":"MIN(AP579,360/'Roof Bay Analysis'!$I$51*AR579)","v":364.5},11.6]
[{"$f":"C580*1000+E580+I580/10000","v":31020.021199999999},{"$f":"C580*1000+E580+J580/10000","v":31020.031800000001},31,null,20,"K",3,"20K 3",212,{"$f":"1.5*I580","v":318},138,{"$f":"MIN(I580,360/'Roof Bay Analysis'!$I$51*K580)","v":207},6.5,null,null,null,null,null,null,null,null,null,null,null,null,null,null,null,null,null,null,null,null,null,{"$f":"AJ580*1000+AL580+AS580/10000","v":31020.020700000001},31,null,20,"K",3,"20K 3",212,{"$f":"1.5*AP580","v":318},138,{"$f":"MIN(AP580,360/'Roof Bay Analysis'!$I$51*AR580)","v":207},6.5]
[31020.025600000001,31020.038400000001,31,null,{"$f":"VALUE(LEFT(H581,2))","v":20},{"$f":"MID(H581,3,LEN(H581)-4)","v":"K"},{"$f":"VALUE(RIGHT(H581,2))","v":4},"20K 4",256,384,162,{"$f":"MIN(I581,360/'Roof Bay Analysis'!$I$51*K581)","v":243},7.2,null,null,null,null,null,null,null,null,null,null,null,null,null,null,null,null,null,null,null,null,null,31020.024300000001,31,null,{"$f":"VALUE(LEFT(AO581,2))","v":20},{"$f":"MID(AO581,3,LEN(AO581)-4)","v":"K"},{"$f":"VALUE(RIGHT(AO581,2))","v":4},"20K 4",256,384,162,{"$f":"MIN(AP581,360/'Roof Bay Analysis'!$I$51*AR581)","v":243},7.2]
[31020.028900000001,31020.04335,31,null,20,"K",5,"20K 5",289,433.5,182,{"$f":"MIN(I582,360/'Roof Bay Analysis'!$I$51*K582)","v":273},7.7,null,null,null,null,null,null,null,null,null,null,null,null,null,null,null,null,null,null,null,null,null,31020.027300000002,31,null,20,"K",5,"20K 5",289,433.5,182,{"$f":"MIN(AP582,360/'Roof Bay Analysis'!$I$51*AR582)","v":273},7.7]
[31020.0314,31020.0471,31,null,20,"K",6,"20K 6",314,471,198,{"$f":"MIN(I583,360/'Roof Bay Analysis'!$I$51*K583)","v":297},8.4,null,null,null,null,null,null,null,null,null,null,null,null,null,null,null,null,null,null,null,null,null,31020.029699999999,31,null,20,"K",6,"20K 6",314,471,198,{"$f":"MIN(AP583,360/'Roof Bay Analysis'!$I$51*AR583)","v":297},8.4]
[31020.035,31020.052500000002,31,null,20,"K",7,"20K 7",350,525,219,{"$f":"MIN(I584,360/'Roof Bay Analysis'!$I$51*K584)","v":328.5},8.9,null,null,null,null,null,null,null,null,null,null,null,null,null,null,null,null,null,null,null,null,null,31020.03285,31,null,20,"K",7,"20K 7",350,525,219,{"$f":"MIN(AP584,360/'Roof Bay Analysis'!$I$51*AR584)","v":328.5},8.9]
[31020.042099999999,31020.063150000002,31,null,20,"K",9,"20K 9",421,631.5,259,{"$f":"MIN(I585,360/'Roof Bay Analysis'!$I$51*K585)","v":388.5},10.1,null,null,null,null,null,null,null,null,null,null,null,null,null,null,null,null,null,null,null,null,null,31020.038850000001,31,null,20,"K",9,"20K 9",421,631.5,259,{"$f":"MIN(AP585,360/'Roof Bay Analysis'!$I$51*AR585)","v":388.5},10.1]
[31020.049900000002,31020.074850000001,31,null,20,"K",10,"20K10",499,748.5,304,{"$f":"MIN(I586,360/'Roof Bay Analysis'!$I$51*K586)","v":456},11.6,null,null,null,null,null,null,null,null,null,null,null,null,null,null,null,null,null,null,null,null,null,31020.045600000001,31,null,20,"K",10,"20K10",499,748.5,304,{"$f":"MIN(AP586,360/'Roof Bay Analysis'!$I$51*AR586)","v":456},11.6]
[31022.028300000002,31022.042450000001,31,null,22,"K",4,"22K 4",283,424.5,198,{"$f":"MIN(I587,360/'Roof Bay Analysis'!$I$51*K587)","v":283},7.3,null,null,null,null,null,null,null,null,null,null,null,null,null,null,null,null,null,null,null,null,null,31022.028300000002,31,null,22,"K",4,"22K 4",283,424.5,198,{"$f":"MIN(AP587,360/'Roof Bay Analysis'!$I$51*AR587)","v":283},7.3]
[31022.031900000002,31022.047849999999,31,null,22,"K",5,"22K 5",319,478.5,222,{"$f":"MIN(I588,360/'Roof Bay Analysis'!$I$51*K588)","v":319},7.7,null,null,null,null,null,null,null,null,null,null,null,null,null,null,null,null,null,null,null,null,null,31022.031900000002,31,null,22,"K",5,"22K 5",319,478.5,222,{"$f":"MIN(AP588,360/'Roof Bay Analysis'!$I$51*AR588)","v":319},7.7]
[31022.0347,31022.052049999998,31,null,22,"K",6,"22K 6",347,520.5,241,{"$f":"MIN(I589,360/'Roof Bay Analysis'!$I$51*K589)","v":347},8.5,null,null,null,null,null,null,null,null,null,null,null,null,null,null,null,null,null,null,null,null,null,31022.0347,31,null,22,"K",6,"22K 6",347,520.5,241,{"$f":"MIN(AP589,360/'Roof Bay Analysis'!$I$51*AR589)","v":347},8.5]
[31022.038700000001,31022.05805,31,null,22,"K",7,"22K 7",387,580.5,267,{"$f":"MIN(I590,360/'Roof Bay Analysis'!$I$51*K590)","v":387},9,null,null,null,null,null,null,null,null,null,null,null,null,null,null,null,null,null,null,null,null,null,31022.038700000001,31,null,22,"K",7,"22K 7",387,580.5,267,{"$f":"MIN(AP590,360/'Roof Bay Analysis'!$I$51*AR590)","v":387},9]
[31022.0465,31022.069749999999,31,null,22,"K",9,"22K 9",465,697.5,316,{"$f":"MIN(I591,360/'Roof Bay Analysis'!$I$51*K591)","v":465},10.199999999999999,null,null,null,null,null,null,null,null,null,null,null,null,null,null,null,null,null,null,null,null,null,31022.0465,31,null,22,"K",9,"22K 9",465,697.5,316,{"$f":"MIN(AP591,360/'Roof Bay Analysis'!$I$51*AR591)","v":465},10.199999999999999]
[31022.055,31022.0825,31,null,22,"K",10,"22K10",550,825,369,{"$f":"MIN(I592,360/'Roof Bay Analysis'!$I$51*K592)","v":550},11.7,null,null,null,null,null,null,null,null,null,null,null,null,null,null,null,null,null,null,null,null,null,31022.055,31,null,22,"K",10,"22K10",550,825,369,{"$f":"MIN(AP592,360/'Roof Bay Analysis'!$I$51*AR592)","v":550},11.7]
[31022.055,31022.0825,31,null,22,"K",11,"22K11",550,825,369,{"$f":"MIN(I593,360/'Roof Bay Analysis'!$I$51*K593)","v":550},11.9,null,null,null,null,null,null,null,null,null,null,null,null,null,null,null,null,null,null,null,null,null,31022.055,31,null,22,"K",11,"22K11",550,825,369,{"$f":"MIN(AP593,360/'Roof Bay Analysis'!$I$51*AR593)","v":550},11.9]
[31024.030999999999,31024.0465,31,null,24,"K",4,"24K 4",310,465,237,{"$f":"MIN(I594,360/'Roof Bay Analysis'!$I$51*K594)","v":310},7.8,null,null,null,null,null,null,null,null,null,null,null,null,null,null,null,null,null,null,null,null,null,31024.030999999999,31,null,24,"K",4,"24K 4",310,465,237,{"$f":"MIN(AP594,360/'Roof Bay Analysis'!$I$51*AR594)","v":310},7.8]
[31024.034899999999,31024.052350000002,31,null,24,"K",5,"24K 5",349,523.5,266,{"$f":"MIN(I595,360/'Roof Bay Analysis'!$I$51*K595)","v":349},7.9,null,null,null,null,null,null,null,null,null,null,null,null,null,null,null,null,null,null,null,null,null,31024.034899999999,31,null,24,"K",5,"24K 5",349,523.5,266,{"$f":"MIN(AP595,360/'Roof Bay Analysis'!$I$51*AR595)","v":349},7.9]
[31024.038,31024.057000000001,31,null,24,"K",6,"24K 6",380,570,289,{"$f":"MIN(I596,360/'Roof Bay Analysis'!$I$51*K596)","v":380},8.5,null,null,null,null,null,null,null,null,null,null,null,null,null,null,null,null,null,null,null,null,null,31024.038,31,null,24,"K",6,"24K 6",380,570,289,{"$f":"MIN(AP596,360/'Roof Bay Analysis'!$I$51*AR596)","v":380},8.5]
[31024.042399999998,31024.063600000001,31,null,24,"K",7,"24K 7",424,636,320,{"$f":"MIN(I597,360/'Roof Bay Analysis'!$I$51*K597)","v":424},9,null,null,null,null,null,null,null,null,null,null,null,null,null,null,null,null,null,null,null,null,null,31024.042399999998,31,null,24,"K",7,"24K 7",424,636,320,{"$f":"MIN(AP597,360/'Roof Bay Analysis'!$I$51*AR597)","v":424},9]
[31024.0468,31024.070199999998,31,null,24,"K",8,"24K 8",468,702,350,{"$f":"MIN(I598,360/'Roof Bay Analysis'!$I$51*K598)","v":468},9.4,null,null,null,null,null,null,null,null,null,null,null,null,null,null,null,null,null,null,null,null,null,31024.0468,31,null,24,"K",8,"24K 8",468,702,350,{"$f":"MIN(AP598,360/'Roof Bay Analysis'!$I$51*AR598)","v":468},9.4]
[31024.050999999999,31024.076499999999,31,null,24,"K",9,"24K 9",510,765,379,{"$f":"MIN(I599,360/'Roof Bay Analysis'!$I$51*K599)","v":510},10.3,null,null,null,null,null,null,null,null,null,null,null,null,null,null,null,null,null,null,null,null,null,31024.050999999999,31,null,24,"K",9,"24K 9",510,765,379,{"$f":"MIN(AP599,360/'Roof Bay Analysis'!$I$51*AR599)","v":510},10.3]
[31024.055,31024.0825,31,null,24,"K",10,"24K10",550,825,410,{"$f":"MIN(I600,360/'Roof Bay Analysis'!$I$51*K600)","v":550},11.7,null,null,null,null,null,null,null,null,null,null,null,null,null,null,null,null,null,null,null,null,null,31024.055,31,null,24,"K",10,"24K10",550,825,410,{"$f":"MIN(AP600,360/'Roof Bay Analysis'!$I$51*AR600)","v":550},11.7]
[31024.055,31024.0825,31,null,24,"K",12,"24K12",550,825,410,{"$f":"MIN(I601,360/'Roof Bay Analysis'!$I$51*K601)","v":550},13.5,null,null,null,null,null,null,null,null,null,null,null,null,null,null,null,null,null,null,null,null,null,31024.055,31,null,24,"K",12,"24K12",550,825,410,{"$f":"MIN(AP601,360/'Roof Bay Analysis'!$I$51*AR601)","v":550},13.5]
[31026.037899999999,31026.056850000001,31,null,26,"K",5,"26K 5",379,568.5,314,{"$f":"MIN(I602,360/'Roof Bay Analysis'!$I$51*K602)","v":379},8.1,null,null,null,null,null,null,null,null,null,null,null,null,null,null,null,null,null,null,null,null,null,31026.037899999999,31,null,26,"K",5,"26K 5",379,568.5,314,{"$f":"MIN(AP602,360/'Roof Bay Analysis'!$I$51*AR602)","v":379},8.1]
[31026.041300000001,31026.061949999999,31,null,26,"K",6,"26K 6",413,619.5,341,{"$f":"MIN(I603,360/'Roof Bay Analysis'!$I$51*K603)","v":413},8.6,null,null,null,null,null,null,null,null,null,null,null,null,null,null,null,null,null,null,null,null,null,31026.041300000001,31,null,26,"K",6,"26K 6",413,619.5,341,{"$f":"MIN(AP603,360/'Roof Bay Analysis'!$I$51*AR603)","v":413},8.6]
[31026.045999999998,31026.069,31,null,26,"K",7,"26K 7",460,690,378,{"$f":"MIN(I604,360/'Roof Bay Analysis'!$I$51*K604)","v":460},9,null,null,null,null,null,null,null,null,null,null,null,null,null,null,null,null,null,null,null,null,null,31026.045999999998,31,null,26,"K",7,"26K 7",460,690,378,{"$f":"MIN(AP604,360/'Roof Bay Analysis'!$I$51*AR604)","v":460},9]
[31026.050899999998,31026.076349999999,31,null,26,"K",8,"26K 8",509,763.5,413,{"$f":"MIN(I605,360/'Roof Bay Analysis'!$I$51*K605)","v":509},9.6999999999999993,null,null,null,null,null,null,null,null,null,null,null,null,null,null,null,null,null,null,null,null,null,31026.050899999998,31,null,26,"K",8,"26K 8",509,763.5,413,{"$f":"MIN(AP605,360/'Roof Bay Analysis'!$I$51*AR605)","v":509},9.6999999999999993]
[31026.055,31026.0825,31,null,26,"K",9,"26K 9",550,825,444,{"$f":"MIN(I606,360/'Roof Bay Analysis'!$I$51*K606)","v":550},10.4,null,null,null,null,null,null,null,null,null,null,null,null,null,null,null,null,null,null,null,null,null,31026.055,31,null,26,"K",9,"26K 9",550,825,444,{"$f":"MIN(AP606,360/'Roof Bay Analysis'!$I$51*AR606)","v":550},10.4]
[31026.055,31026.0825,31,null,26,"K",10,"26K10",550,825,444,{"$f":"MIN(I607,360/'Roof Bay Analysis'!$I$51*K607)","v":550},11.8,null,null,null,null,null,null,null,null,null,null,null,null,null,null,null,null,null,null,null,null,null,31026.055,31,null,26,"K",10,"26K10",550,825,444,{"$f":"MIN(AP607,360/'Roof Bay Analysis'!$I$51*AR607)","v":550},11.8]
[31026.055,31026.0825,31,null,26,"K",12,"26K12",550,825,444,{"$f":"MIN(I608,360/'Roof Bay Analysis'!$I$51*K608)","v":550},13.7,null,null,null,null,null,null,null,null,null,null,null,null,null,null,null,null,null,null,null,null,null,31026.055,31,null,26,"K",12,"26K12",550,825,444,{"$f":"MIN(AP608,360/'Roof Bay Analysis'!$I$51*AR608)","v":550},13.7]
[31028.044600000001,31028.066900000002,31,null,28,"K",6,"28K 6",446,669,397,{"$f":"MIN(I609,360/'Roof Bay Analysis'!$I$51*K609)","v":446},8.9,null,null,null,null,null,null,null,null,null,null,null,null,null,null,null,null,null,null,null,null,null,31028.044600000001,31,null,28,"K",6,"28K 6",446,669,397,{"$f":"MIN(AP609,360/'Roof Bay Analysis'!$I$51*AR609)","v":446},8.9]
[31028.0497,31028.074550000001,31,null,28,"K",7,"28K 7",497,745.5,440,{"$f":"MIN(I610,360/'Roof Bay Analysis'!$I$51*K610)","v":497},9.1999999999999993,null,null,null,null,null,null,null,null,null,null,null,null,null,null,null,null,null,null,null,null,null,31028.0497,31,null,28,"K",7,"28K 7",497,745.5,440,{"$f":"MIN(AP610,360/'Roof Bay Analysis'!$I$51*AR610)","v":497},9.1999999999999993]
[31028.055,31028.0825,31,null,28,"K",8,"28K 8",550,825,480,{"$f":"MIN(I611,360/'Roof Bay Analysis'!$I$51*K611)","v":550},9.8000000000000007,null,null,null,null,null,null,null,null,null,null,null,null,null,null,null,null,null,null,null,null,null,31028.055,31,null,28,"K",8,"28K 8",550,825,480,{"$f":"MIN(AP611,360/'Roof Bay Analysis'!$I$51*AR611)","v":550},9.8000000000000007]
[31028.055,31028.0825,31,null,28,"K",9,"28K 9",550,825,480,{"$f":"MIN(I612,360/'Roof Bay Analysis'!$I$51*K612)","v":550},10.5,null,null,null,null,null,null,null,null,null,null,null,null,null,null,null,null,null,null,null,null,null,31028.055,31,null,28,"K",9,"28K 9",550,825,480,{"$f":"MIN(AP612,360/'Roof Bay Analysis'!$I$51*AR612)","v":550},10.5]
[31028.055,31028.0825,31,null,28,"K",10,"28K10",550,825,480,{"$f":"MIN(I613,360/'Roof Bay Analysis'!$I$51*K613)","v":550},11.8,null,null,null,null,null,null,null,null,null,null,null,null,null,null,null,null,null,null,null,null,null,31028.055,31,null,28,"K",10,"28K10",550,825,480,{"$f":"MIN(AP613,360/'Roof Bay Analysis'!$I$51*AR613)","v":550},11.8]
[31028.055,31028.0825,31,null,28,"K",12,"28K12",550,825,480,{"$f":"MIN(I614,360/'Roof Bay Analysis'!$I$51*K614)","v":550},14.5,null,null,null,null,null,null,null,null,null,null,null,null,null,null,null,null,null,null,null,null,null,31028.055,31,null,28,"K",12,"28K12",550,825,480,{"$f":"MIN(AP614,360/'Roof Bay Analysis'!$I$51*AR614)","v":550},14.5]
[31030.053400000001,31030.080099999999,31,null,30,"K",7,"30K 7",534,801,508,{"$f":"MIN(I615,360/'Roof Bay Analysis'!$I$51*K615)","v":534},9.6,null,null,null,null,null,null,null,null,null,null,null,null,null,null,null,null,null,null,null,null,null,31030.053400000001,31,null,30,"K",7,"30K 7",534,801,508,{"$f":"MIN(AP615,360/'Roof Bay Analysis'!$I$51*AR615)","v":534},9.6]
[31030.055,31030.0825,31,null,30,"K",8,"30K 8",550,825,520,{"$f":"MIN(I616,360/'Roof Bay Analysis'!$I$51*K616)","v":550},10,null,null,null,null,null,null,null,null,null,null,null,null,null,null,null,null,null,null,null,null,null,31030.055,31,null,30,"K",8,"30K 8",550,825,520,{"$f":"MIN(AP616,360/'Roof Bay Analysis'!$I$51*AR616)","v":550},10]
[31030.055,31030.0825,31,null,30,"K",9,"30K 9",550,825,520,{"$f":"MIN(I617,360/'Roof Bay Analysis'!$I$51*K617)","v":550},10.6,null,null,null,null,null,null,null,null,null,null,null,null,null,null,null,null,null,null,null,null,null,31030.055,31,null,30,"K",9,"30K 9",550,825,520,{"$f":"MIN(AP617,360/'Roof Bay Analysis'!$I$51*AR617)","v":550},10.6]
[31030.055,31030.0825,31,null,30,"K",10,"30K10",550,825,520,{"$f":"MIN(I618,360/'Roof Bay Analysis'!$I$51*K618)","v":550},11.9,null,null,null,null,null,null,null,null,null,null,null,null,null,null,null,null,null,null,null,null,null,31030.055,31,null,30,"K",10,"30K10",550,825,520,{"$f":"MIN(AP618,360/'Roof Bay Analysis'!$I$51*AR618)","v":550},11.9]
[31030.055,31030.0825,31,null,30,"K",11,"30K11",550,825,520,{"$f":"MIN(I619,360/'Roof Bay Analysis'!$I$51*K619)","v":550},13.3,null,null,null,null,null,null,null,null,null,null,null,null,null,null,null,null,null,null,null,null,null,31030.055,31,null,30,"K",11,"30K11",550,825,520,{"$f":"MIN(AP619,360/'Roof Bay Analysis'!$I$51*AR619)","v":550},13.3]
[31030.055,31030.0825,31,null,30,"K",12,"30K12",550,825,520,{"$f":"MIN(I620,360/'Roof Bay Analysis'!$I$51*K620)","v":550},15,null,null,null,null,null,null,null,null,null,null,null,null,null,null,null,null,null,null,null,null,null,31030.055,31,null,30,"K",12,"30K12",550,825,520,{"$f":"MIN(AP620,360/'Roof Bay Analysis'!$I$51*AR620)","v":550},15]
[32016.014200000001,32016.0213,32,"X",16,"K",2,"16K 2",142,213,71,{"$f":"MIN(I621,360/'Roof Bay Analysis'!$I$51*K621)","v":106.5},5.5,null,null,null,null,null,null,null,null,null,null,null,null,null,null,null,null,null,null,null,null,null,32016.01065,32,"X",16,"K",2,"16K 2",142,213,71,{"$f":"MIN(AP621,360/'Roof Bay Analysis'!$I$51*AR621)","v":106.5},5.5]
[32016.015800000001,32016.023700000002,32,"X",16,"K",3,"16K 3",158,237,79,{"$f":"MIN(I622,360/'Roof Bay Analysis'!$I$51*K622)","v":118.5},6.3,null,null,null,null,null,null,null,null,null,null,null,null,null,null,null,null,null,null,null,null,null,32016.011849999999,32,"X",16,"K",3,"16K 3",158,237,79,{"$f":"MIN(AP622,360/'Roof Bay Analysis'!$I$51*AR622)","v":118.5},6.3]
[32016.019,32016.0285,32,"X",16,"K",4,"16K 4",190,285,92,{"$f":"MIN(I623,360/'Roof Bay Analysis'!$I$51*K623)","v":138},7,null,null,null,null,null,null,null,null,null,null,null,null,null,null,null,null,null,null,null,null,null,32016.013800000001,32,"X",16,"K",4,"16K 4",190,285,92,{"$f":"MIN(AP623,360/'Roof Bay Analysis'!$I$51*AR623)","v":138},7]
[32016.021400000001,32016.0321,32,"X",16,"K",5,"16K 5",214,321,103,{"$f":"MIN(I624,360/'Roof Bay Analysis'!$I$51*K624)","v":154.5},7.5,null,null,null,null,null,null,null,null,null,null,null,null,null,null,null,null,null,null,null,null,null,32016.015449999999,32,"X",16,"K",5,"16K 5",214,321,103,{"$f":"MIN(AP624,360/'Roof Bay Analysis'!$I$51*AR624)","v":154.5},7.5]
[32016.023300000001,32016.034950000001,32,null,16,"K",6,"16K 6",233,349.5,112,{"$f":"MIN(I625,360/'Roof Bay Analysis'!$I$51*K625)","v":168},8.1,null,null,null,null,null,null,null,null,null,null,null,null,null,null,null,null,null,null,null,null,null,32016.016800000001,32,null,16,"K",6,"16K 6",233,349.5,112,{"$f":"MIN(AP625,360/'Roof Bay Analysis'!$I$51*AR625)","v":168},8.1]
[32016.025900000001,32016.038850000001,32,null,16,"K",7,"16K 7",259,388.5,124,{"$f":"MIN(I626,360/'Roof Bay Analysis'!$I$51*K626)","v":186},8.6,null,null,null,null,null,null,null,null,null,null,null,null,null,null,null,null,null,null,null,null,null,32016.018599999999,32,null,16,"K",7,"16K 7",259,388.5,124,{"$f":"MIN(AP626,360/'Roof Bay Analysis'!$I$51*AR626)","v":186},8.6]
[32016.0311,32016.04665,32,null,16,"K",9,"16K 9",311,466.5,147,{"$f":"MIN(I627,360/'Roof Bay Analysis'!$I$51*K627)","v":220.5},10,null,null,null,null,null,null,null,null,null,null,null,null,null,null,null,null,null,null,null,null,null,32016.02205,32,null,16,"K",9,"16K 9",311,466.5,147,{"$f":"MIN(AP627,360/'Roof Bay Analysis'!$I$51*AR627)","v":220.5},10]
[32018.017800000001,32018.026699999999,32,"X",18,"K",3,"18K 3",178,267,101,{"$f":"MIN(I628,360/'Roof Bay Analysis'!$I$51*K628)","v":151.5},6.4,null,null,null,null,null,null,null,null,null,null,null,null,null,null,null,null,null,null,null,null,null,32018.015149999999,32,"X",18,"K",3,"18K 3",178,267,101,{"$f":"MIN(AP628,360/'Roof Bay Analysis'!$I$51*AR628)","v":151.5},6.4]
[32018.021499999999,32018.03225,32,"X",18,"K",4,"18K 4",215,322.5,118,{"$f":"MIN(I629,360/'Roof Bay Analysis'!$I$51*K629)","v":177},7.2,null,null,null,null,null,null,null,null,null,null,null,null,null,null,null,null,null,null,null,null,null,32018.0177,32,"X",18,"K",4,"18K 4",215,322.5,118,{"$f":"MIN(AP629,360/'Roof Bay Analysis'!$I$51*AR629)","v":177},7.2]
[32018.0242,32018.0363,32,null,18,"K",5,"18K 5",242,363,132,{"$f":"MIN(I630,360/'Roof Bay Analysis'!$I$51*K630)","v":198},7.7,null,null,null,null,null,null,null,null,null,null,null,null,null,null,null,null,null,null,null,null,null,32018.019799999998,32,null,18,"K",5,"18K 5",242,363,132,{"$f":"MIN(AP630,360/'Roof Bay Analysis'!$I$51*AR630)","v":198},7.7]
[32018.026399999999,32018.0396,32,null,18,"K",6,"18K 6",264,396,144,{"$f":"MIN(I631,360/'Roof Bay Analysis'!$I$51*K631)","v":216},8.4,null,null,null,null,null,null,null,null,null,null,null,null,null,null,null,null,null,null,null,null,null,32018.0216,32,null,18,"K",6,"18K 6",264,396,144,{"$f":"MIN(AP631,360/'Roof Bay Analysis'!$I$51*AR631)","v":216},8.4]
[32018.029399999999,32018.044099999999,32,null,18,"K",7,"18K 7",294,441,159,{"$f":"MIN(I632,360/'Roof Bay Analysis'!$I$51*K632)","v":238.5},8.9,null,null,null,null,null,null,null,null,null,null,null,null,null,null,null,null,null,null,null,null,null,32018.023850000001,32,null,18,"K",7,"18K 7",294,441,159,{"$f":"MIN(AP632,360/'Roof Bay Analysis'!$I$51*AR632)","v":238.5},8.9]
[32018.0353,32018.052950000001,32,null,18,"K",9,"18K 9",353,529.5,188,{"$f":"MIN(I633,360/'Roof Bay Analysis'!$I$51*K633)","v":282},10.1,null,null,null,null,null,null,null,null,null,null,null,null,null,null,null,null,null,null,null,null,null,32018.028200000001,32,null,18,"K",9,"18K 9",353,529.5,188,{"$f":"MIN(AP633,360/'Roof Bay Analysis'!$I$51*AR633)","v":282},10.1]
[32018.041799999999,32018.062699999999,32,null,18,"K",10,"18K10",418,627,221,{"$f":"MIN(I634,360/'Roof Bay Analysis'!$I$51*K634)","v":331.5},11.6,null,null,null,null,null,null,null,null,null,null,null,null,null,null,null,null,null,null,null,null,null,32018.033149999999,32,null,18,"K",10,"18K10",418,627,221,{"$f":"MIN(AP634,360/'Roof Bay Analysis'!$I$51*AR634)","v":331.5},11.6]
[32020.019899999999,32020.029849999999,32,"X",20,"K",3,"20K 3",199,298.5,126,{"$f":"MIN(I635,360/'Roof Bay Analysis'!$I$51*K635)","v":189},6.5,null,null,null,null,null,null,null,null,null,null,null,null,null,null,null,null,null,null,null,null,null,32020.018899999999,32,"X",20,"K",3,"20K 3",199,298.5,126,{"$f":"MIN(AP635,360/'Roof Bay Analysis'!$I$51*AR635)","v":189},6.5]
[32020.024000000001,32020.036,32,null,20,"K",4,"20K 4",240,360,147,{"$f":"MIN(I636,360/'Roof Bay Analysis'!$I$51*K636)","v":220.5},7.2,null,null,null,null,null,null,null,null,null,null,null,null,null,null,null,null,null,null,null,null,null,32020.02205,32,null,20,"K",4,"20K 4",240,360,147,{"$f":"MIN(AP636,360/'Roof Bay Analysis'!$I$51*AR636)","v":220.5},7.2]
[32020.027099999999,32020.040649999999,32,null,20,"K",5,"20K 5",271,406.5,165,{"$f":"MIN(I637,360/'Roof Bay Analysis'!$I$51*K637)","v":247.5},7.7,null,null,null,null,null,null,null,null,null,null,null,null,null,null,null,null,null,null,null,null,null,32020.02475,32,null,20,"K",5,"20K 5",271,406.5,165,{"$f":"MIN(AP637,360/'Roof Bay Analysis'!$I$51*AR637)","v":247.5},7.7]
[32020.029500000001,32020.044249999999,32,null,20,"K",6,"20K 6",295,442.5,179,{"$f":"MIN(I638,360/'Roof Bay Analysis'!$I$51*K638)","v":268.5},8.4,null,null,null,null,null,null,null,null,null,null,null,null,null,null,null,null,null,null,null,null,null,32020.026849999998,32,null,20,"K",6,"20K 6",295,442.5,179,{"$f":"MIN(AP638,360/'Roof Bay Analysis'!$I$51*AR638)","v":268.5},8.4]
[32020.032800000001,32020.049200000001,32,null,20,"K",7,"20K 7",328,492,199,{"$f":"MIN(I639,360/'Roof Bay Analysis'!$I$51*K639)","v":298.5},8.9,null,null,null,null,null,null,null,null,null,null,null,null,null,null,null,null,null,null,null,null,null,32020.029849999999,32,null,20,"K",7,"20K 7",328,492,199,{"$f":"MIN(AP639,360/'Roof Bay Analysis'!$I$51*AR639)","v":298.5},8.9]
[32020.039499999999,32020.059249999998,32,null,20,"K",9,"20K 9",395,592.5,235,{"$f":"MIN(I640,360/'Roof Bay Analysis'!$I$51*K640)","v":352.5},10.1,null,null,null,null,null,null,null,null,null,null,null,null,null,null,null,null,null,null,null,null,null,32020.035250000001,32,null,20,"K",9,"20K 9",395,592.5,235,{"$f":"MIN(AP640,360/'Roof Bay Analysis'!$I$51*AR640)","v":352.5},10.1]
[32020.0468,32020.070199999998,32,null,20,"K",10,"20K10",468,702,276,{"$f":"MIN(I641,360/'Roof Bay Analysis'!$I$51*K641)","v":414},11.6,null,null,null,null,null,null,null,null,null,null,null,null,null,null,null,null,null,null,null,null,null,32020.041399999998,32,null,20,"K",10,"20K10",468,702,276,{"$f":"MIN(AP641,360/'Roof Bay Analysis'!$I$51*AR641)","v":414},11.6]
[32022.0265,32022.03975,32,null,22,"K",4,"22K 4",265,397.5,180,{"$f":"MIN(I642,360/'Roof Bay Analysis'!$I$51*K642)","v":265},7.3,null,null,null,null,null,null,null,null,null,null,null,null,null,null,null,null,null,null,null,null,null,32022.0265,32,null,22,"K",4,"22K 4",265,397.5,180,{"$f":"MIN(AP642,360/'Roof Bay Analysis'!$I$51*AR642)","v":265},7.3]
[32022.029900000001,32022.044849999998,32,null,22,"K",5,"22K 5",299,448.5,201,{"$f":"MIN(I643,360/'Roof Bay Analysis'!$I$51*K643)","v":299},7.7,null,null,null,null,null,null,null,null,null,null,null,null,null,null,null,null,null,null,null,null,null,32022.029900000001,32,null,22,"K",5,"22K 5",299,448.5,201,{"$f":"MIN(AP643,360/'Roof Bay Analysis'!$I$51*AR643)","v":299},7.7]
[{"$f":"C644*1000+E644+I644/10000","v":32022.032599999999},{"$f":"C644*1000+E644+J644/10000","v":32022.048900000002},32,null,22,"K",6,"22K 6",326,{"$f":"1.5*I644","v":489},219,{"$f":"MIN(I644,360/'Roof Bay Analysis'!$I$51*K644)","v":326},8.5,null,null,null,null,null,null,null,null,null,null,null,null,null,null,null,null,null,null,null,null,null,{"$f":"AJ644*1000+AL644+AS644/10000","v":32022.032599999999},32,null,22,"K",6,"22K 6",326,{"$f":"1.5*AP644","v":489},219,{"$f":"MIN(AP644,360/'Roof Bay Analysis'!$I$51*AR644)","v":326},8.5]
[32022.0363,32022.05445,32,null,{"$f":"VALUE(LEFT(H645,2))","v":22},{"$f":"MID(H645,3,LEN(H645)-4)","v":"K"},{"$f":"VALUE(RIGHT(H645,2))","v":7},"22K 7",363,544.5,242,{"$f":"MIN(I645,360/'Roof Bay Analysis'!$I$51*K645)","v":363},9,null,null,null,null,null,null,null,null,null,null,null,null,null,null,null,null,null,null,null,null,null,32022.0363,32,null,{"$f":"VALUE(LEFT(AO645,2))","v":22},{"$f":"MID(AO645,3,LEN(AO645)-4)","v":"K"},{"$f":"VALUE(RIGHT(AO645,2))","v":7},"22K 7",363,544.5,242,{"$f":"MIN(AP645,360/'Roof Bay Analysis'!$I$51*AR645)","v":363},9]
[32022.043600000001,32022.065399999999,32,null,22,"K",9,"22K 9",436,654,287,{"$f":"MIN(I646,360/'Roof Bay Analysis'!$I$51*K646)","v":430.5},10.199999999999999,null,null,null,null,null,null,null,null,null,null,null,null,null,null,null,null,null,null,null,null,null,32022.04305,32,null,22,"K",9,"22K 9",436,654,287,{"$f":"MIN(AP646,360/'Roof Bay Analysis'!$I$51*AR646)","v":430.5},10.199999999999999]
[32022.0517,32022.077550000002,32,null,22,"K",10,"22K10",517,775.5,337,{"$f":"MIN(I647,360/'Roof Bay Analysis'!$I$51*K647)","v":505.5},11.7,null,null,null,null,null,null,null,null,null,null,null,null,null,null,null,null,null,null,null,null,null,32022.05055,32,null,22,"K",10,"22K10",517,775.5,337,{"$f":"MIN(AP647,360/'Roof Bay Analysis'!$I$51*AR647)","v":505.5},11.7]
[32022.054899999999,32022.082350000001,32,null,22,"K",11,"22K11",549,823.5,355,{"$f":"MIN(I648,360/'Roof Bay Analysis'!$I$51*K648)","v":532.5},11.9,null,null,null,null,null,null,null,null,null,null,null,null,null,null,null,null,null,null,null,null,null,32022.053250000001,32,null,22,"K",11,"22K11",549,823.5,355,{"$f":"MIN(AP648,360/'Roof Bay Analysis'!$I$51*AR648)","v":532.5},11.9]
[32024.028999999999,32024.0435,32,null,24,"K",4,"24K 4",290,435,215,{"$f":"MIN(I649,360/'Roof Bay Analysis'!$I$51*K649)","v":290},7.8,null,null,null,null,null,null,null,null,null,null,null,null,null,null,null,null,null,null,null,null,null,32024.028999999999,32,null,24,"K",4,"24K 4",290,435,215,{"$f":"MIN(AP649,360/'Roof Bay Analysis'!$I$51*AR649)","v":290},7.8]
[32024.0327,32024.049050000001,32,null,24,"K",5,"24K 5",327,490.5,241,{"$f":"MIN(I650,360/'Roof Bay Analysis'!$I$51*K650)","v":327},7.9,null,null,null,null,null,null,null,null,null,null,null,null,null,null,null,null,null,null,null,null,null,32024.0327,32,null,24,"K",5,"24K 5",327,490.5,241,{"$f":"MIN(AP650,360/'Roof Bay Analysis'!$I$51*AR650)","v":327},7.9]
[32024.0357,32024.053550000001,32,null,24,"K",6,"24K 6",357,535.5,262,{"$f":"MIN(I651,360/'Roof Bay Analysis'!$I$51*K651)","v":357},8.5,null,null,null,null,null,null,null,null,null,null,null,null,null,null,null,null,null,null,null,null,null,32024.0357,32,null,24,"K",6,"24K 6",357,535.5,262,{"$f":"MIN(AP651,360/'Roof Bay Analysis'!$I$51*AR651)","v":357},8.5]
[32024.039700000001,32024.059550000002,32,null,24,"K",7,"24K 7",397,595.5,290,{"$f":"MIN(I652,360/'Roof Bay Analysis'!$I$51*K652)","v":397},9,null,null,null,null,null,null,null,null,null,null,null,null,null,null,null,null,null,null,null,null,null,32024.039700000001,32,null,24,"K",7,"24K 7",397,595.5,290,{"$f":"MIN(AP652,360/'Roof Bay Analysis'!$I$51*AR652)","v":397},9]
[32024.043900000001,32024.065849999999,32,null,24,"K",8,"24K 8",439,658.5,318,{"$f":"MIN(I653,360/'Roof Bay Analysis'!$I$51*K653)","v":439},9.4,null,null,null,null,null,null,null,null,null,null,null,null,null,null,null,null,null,null,null,null,null,32024.043900000001,32,null,24,"K",8,"24K 8",439,658.5,318,{"$f":"MIN(AP653,360/'Roof Bay Analysis'!$I$51*AR653)","v":439},9.4]
[32024.0478,32024.0717,32,null,24,"K",9,"24K 9",478,717,344,{"$f":"MIN(I654,360/'Roof Bay Analysis'!$I$51*K654)","v":478},10.3,null,null,null,null,null,null,null,null,null,null,null,null,null,null,null,null,null,null,null,null,null,32024.0478,32,null,24,"K",9,"24K 9",478,717,344,{"$f":"MIN(AP654,360/'Roof Bay Analysis'!$I$51*AR654)","v":478},10.3]
[32024.054899999999,32024.082350000001,32,null,24,"K",10,"24K10",549,823.5,393,{"$f":"MIN(I655,360/'Roof Bay Analysis'!$I$51*K655)","v":549},11.7,null,null,null,null,null,null,null,null,null,null,null,null,null,null,null,null,null,null,null,null,null,32024.054899999999,32,null,24,"K",10,"24K10",549,823.5,393,{"$f":"MIN(AP655,360/'Roof Bay Analysis'!$I$51*AR655)","v":549},11.7]
[32024.054899999999,32024.082350000001,32,null,24,"K",12,"24K12",549,823.5,393,{"$f":"MIN(I656,360/'Roof Bay Analysis'!$I$51*K656)","v":549},13.5,null,null,null,null,null,null,null,null,null,null,null,null,null,null,null,null,null,null,null,null,null,32024.054899999999,32,null,24,"K",12,"24K12",549,823.5,393,{"$f":"MIN(AP656,360/'Roof Bay Analysis'!$I$51*AR656)","v":549},13.5]
[32026.035599999999,32026.053400000001,32,null,26,"K",5,"26K 5",356,534,285,{"$f":"MIN(I657,360/'Roof Bay Analysis'!$I$51*K657)","v":356},8.1,null,null,null,null,null,null,null,null,null,null,null,null,null,null,null,null,null,null,null,null,null,32026.035599999999,32,null,26,"K",5,"26K 5",356,534,285,{"$f":"MIN(AP657,360/'Roof Bay Analysis'!$I$51*AR657)","v":356},8.1]
[32026.038700000001,32026.05805,32,null,26,"K",6,"26K 6",387,580.5,309,{"$f":"MIN(I658,360/'Roof Bay Analysis'!$I$51*K658)","v":387},8.6,null,null,null,null,null,null,null,null,null,null,null,null,null,null,null,null,null,null,null,null,null,32026.038700000001,32,null,26,"K",6,"26K 6",387,580.5,309,{"$f":"MIN(AP658,360/'Roof Bay Analysis'!$I$51*AR658)","v":387},8.6]
[32026.0432,32026.0648,32,null,26,"K",7,"26K 7",432,648,343,{"$f":"MIN(I659,360/'Roof Bay Analysis'!$I$51*K659)","v":432},9,null,null,null,null,null,null,null,null,null,null,null,null,null,null,null,null,null,null,null,null,null,32026.0432,32,null,26,"K",7,"26K 7",432,648,343,{"$f":"MIN(AP659,360/'Roof Bay Analysis'!$I$51*AR659)","v":432},9]
[32026.047699999999,32026.071550000001,32,null,26,"K",8,"26K 8",477,715.5,375,{"$f":"MIN(I660,360/'Roof Bay Analysis'!$I$51*K660)","v":477},9.6999999999999993,null,null,null,null,null,null,null,null,null,null,null,null,null,null,null,null,null,null,null,null,null,32026.047699999999,32,null,26,"K",8,"26K 8",477,715.5,375,{"$f":"MIN(AP660,360/'Roof Bay Analysis'!$I$51*AR660)","v":477},9.6999999999999993]
[32026.051899999999,32026.077850000001,32,null,26,"K",9,"26K 9",519,778.5,407,{"$f":"MIN(I661,360/'Roof Bay Analysis'!$I$51*K661)","v":519},10.4,null,null,null,null,null,null,null,null,null,null,null,null,null,null,null,null,null,null,null,null,null,32026.051899999999,32,null,26,"K",9,"26K 9",519,778.5,407,{"$f":"MIN(AP661,360/'Roof Bay Analysis'!$I$51*AR661)","v":519},10.4]
[32026.054899999999,32026.082350000001,32,null,26,"K",10,"26K10",549,823.5,431,{"$f":"MIN(I662,360/'Roof Bay Analysis'!$I$51*K662)","v":549},11.8,null,null,null,null,null,null,null,null,null,null,null,null,null,null,null,null,null,null,null,null,null,32026.054899999999,32,null,26,"K",10,"26K10",549,823.5,431,{"$f":"MIN(AP662,360/'Roof Bay Analysis'!$I$51*AR662)","v":549},11.8]
[32026.054899999999,32026.082350000001,32,null,26,"K",12,"26K12",549,823.5,431,{"$f":"MIN(I663,360/'Roof Bay Analysis'!$I$51*K663)","v":549},13.7,null,null,null,null,null,null,null,null,null,null,null,null,null,null,null,null,null,null,null,null,null,32026.054899999999,32,null,26,"K",12,"26K12",549,823.5,431,{"$f":"MIN(AP663,360/'Roof Bay Analysis'!$I$51*AR663)","v":549},13.7]
[32028.041799999999,32028.062699999999,32,null,28,"K",6,"28K 6",418,627,361,{"$f":"MIN(I664,360/'Roof Bay Analysis'!$I$51*K664)","v":418},8.9,null,null,null,null,null,null,null,null,null,null,null,null,null,null,null,null,null,null,null,null,null,32028.041799999999,32,null,28,"K",6,"28K 6",418,627,361,{"$f":"MIN(AP664,360/'Roof Bay Analysis'!$I$51*AR664)","v":418},8.9]
[32028.046600000001,32028.069899999999,32,null,28,"K",7,"28K 7",466,699,400,{"$f":"MIN(I665,360/'Roof Bay Analysis'!$I$51*K665)","v":466},9.1999999999999993,null,null,null,null,null,null,null,null,null,null,null,null,null,null,null,null,null,null,null,null,null,32028.046600000001,32,null,28,"K",7,"28K 7",466,699,400,{"$f":"MIN(AP665,360/'Roof Bay Analysis'!$I$51*AR665)","v":466},9.1999999999999993]
[32028.051500000001,32028.077249999998,32,null,28,"K",8,"28K 8",515,772.5,433,{"$f":"MIN(I666,360/'Roof Bay Analysis'!$I$51*K666)","v":515},9.8000000000000007,null,null,null,null,null,null,null,null,null,null,null,null,null,null,null,null,null,null,null,null,null,32028.051500000001,32,null,28,"K",8,"28K 8",515,772.5,433,{"$f":"MIN(AP666,360/'Roof Bay Analysis'!$I$51*AR666)","v":515},9.8000000000000007]
[32028.054899999999,32028.082350000001,32,null,28,"K",9,"28K 9",549,823.5,463,{"$f":"MIN(I667,360/'Roof Bay Analysis'!$I$51*K667)","v":549},10.5,null,null,null,null,null,null,null,null,null,null,null,null,null,null,null,null,null,null,null,null,null,32028.054899999999,32,null,28,"K",9,"28K 9",549,823.5,463,{"$f":"MIN(AP667,360/'Roof Bay Analysis'!$I$51*AR667)","v":549},10.5]
[32028.054899999999,32028.082350000001,32,null,28,"K",10,"28K10",549,823.5,463,{"$f":"MIN(I668,360/'Roof Bay Analysis'!$I$51*K668)","v":549},11.8,null,null,null,null,null,null,null,null,null,null,null,null,null,null,null,null,null,null,null,null,null,32028.054899999999,32,null,28,"K",10,"28K10",549,823.5,463,{"$f":"MIN(AP668,360/'Roof Bay Analysis'!$I$51*AR668)","v":549},11.8]
[32028.054899999999,32028.082350000001,32,null,28,"K",12,"28K12",549,823.5,463,{"$f":"MIN(I669,360/'Roof Bay Analysis'!$I$51*K669)","v":549},14.5,null,null,null,null,null,null,null,null,null,null,null,null,null,null,null,null,null,null,null,null,null,32028.054899999999,32,null,28,"K",12,"28K12",549,823.5,463,{"$f":"MIN(AP669,360/'Roof Bay Analysis'!$I$51*AR669)","v":549},14.5]
[32030.0501,32030.075150000001,32,null,30,"K",7,"30K 7",501,751.5,461,{"$f":"MIN(I670,360/'Roof Bay Analysis'!$I$51*K670)","v":501},9.6,null,null,null,null,null,null,null,null,null,null,null,null,null,null,null,null,null,null,null,null,null,32030.0501,32,null,30,"K",7,"30K 7",501,751.5,461,{"$f":"MIN(AP670,360/'Roof Bay Analysis'!$I$51*AR670)","v":501},9.6]
[32030.054899999999,32030.082350000001,32,null,30,"K",8,"30K 8",549,823.5,500,{"$f":"MIN(I671,360/'Roof Bay Analysis'!$I$51*K671)","v":549},10,null,null,null,null,null,null,null,null,null,null,null,null,null,null,null,null,null,null,null,null,null,32030.054899999999,32,null,30,"K",8,"30K 8",549,823.5,500,{"$f":"MIN(AP671,360/'Roof Bay Analysis'!$I$51*AR671)","v":549},10]
[32030.054899999999,32030.082350000001,32,null,30,"K",9,"30K 9",549,823.5,500,{"$f":"MIN(I672,360/'Roof Bay Analysis'!$I$51*K672)","v":549},10.6,null,null,null,null,null,null,null,null,null,null,null,null,null,null,null,null,null,null,null,null,null,32030.054899999999,32,null,30,"K",9,"30K 9",549,823.5,500,{"$f":"MIN(AP672,360/'Roof Bay Analysis'!$I$51*AR672)","v":549},10.6]
[32030.054899999999,32030.082350000001,32,null,30,"K",10,"30K10",549,823.5,500,{"$f":"MIN(I673,360/'Roof Bay Analysis'!$I$51*K673)","v":549},11.9,null,null,null,null,null,null,null,null,null,null,null,null,null,null,null,null,null,null,null,null,null,32030.054899999999,32,null,30,"K",10,"30K10",549,823.5,500,{"$f":"MIN(AP673,360/'Roof Bay Analysis'!$I$51*AR673)","v":549},11.9]
[32030.054899999999,32030.082350000001,32,null,30,"K",11,"30K11",549,823.5,500,{"$f":"MIN(I674,360/'Roof Bay Analysis'!$I$51*K674)","v":549},13.3,null,null,null,null,null,null,null,null,null,null,null,null,null,null,null,null,null,null,null,null,null,32030.054899999999,32,null,30,"K",11,"30K11",549,823.5,500,{"$f":"MIN(AP674,360/'Roof Bay Analysis'!$I$51*AR674)","v":549},13.3]
[32030.054899999999,32030.082350000001,32,null,30,"K",12,"30K12",549,823.5,500,{"$f":"MIN(I675,360/'Roof Bay Analysis'!$I$51*K675)","v":549},15,null,null,null,null,null,null,null,null,null,null,null,null,null,null,null,null,null,null,null,null,null,32030.054899999999,32,null,30,"K",12,"30K12",549,823.5,500,{"$f":"MIN(AP675,360/'Roof Bay Analysis'!$I$51*AR675)","v":549},15]
[33018.016799999998,33018.025199999996,33,"X",18,"K",3,"18K 3",168,252,92,{"$f":"MIN(I676,360/'Roof Bay Analysis'!$I$51*K676)","v":138},6.4,null,null,null,null,null,null,null,null,null,null,null,null,null,null,null,null,null,null,null,null,null,33018.013800000001,33,"X",18,"K",3,"18K 3",168,252,92,{"$f":"MIN(AP676,360/'Roof Bay Analysis'!$I$51*AR676)","v":138},6.4]
[33018.020199999999,33018.030299999999,33,"X",18,"K",4,"18K 4",202,303,108,{"$f":"MIN(I677,360/'Roof Bay Analysis'!$I$51*K677)","v":162},7.2,null,null,null,null,null,null,null,null,null,null,null,null,null,null,null,null,null,null,null,null,null,33018.016199999998,33,"X",18,"K",4,"18K 4",202,303,108,{"$f":"MIN(AP677,360/'Roof Bay Analysis'!$I$51*AR677)","v":162},7.2]
[33018.022799999999,33018.034200000002,33,"X",18,"K",5,"18K 5",228,342,121,{"$f":"MIN(I678,360/'Roof Bay Analysis'!$I$51*K678)","v":181.5},7.7,null,null,null,null,null,null,null,null,null,null,null,null,null,null,null,null,null,null,null,null,null,33018.018150000004,33,"X",18,"K",5,"18K 5",228,342,121,{"$f":"MIN(AP678,360/'Roof Bay Analysis'!$I$51*AR678)","v":181.5},7.7]
[33018.024799999999,33018.037199999999,33,null,18,"K",6,"18K 6",248,372,131,{"$f":"MIN(I679,360/'Roof Bay Analysis'!$I$51*K679)","v":196.5},8.4,null,null,null,null,null,null,null,null,null,null,null,null,null,null,null,null,null,null,null,null,null,33018.019650000002,33,null,18,"K",6,"18K 6",248,372,131,{"$f":"MIN(AP679,360/'Roof Bay Analysis'!$I$51*AR679)","v":196.5},8.4]
[33018.027600000001,33018.041400000002,33,null,18,"K",7,"18K 7",276,414,145,{"$f":"MIN(I680,360/'Roof Bay Analysis'!$I$51*K680)","v":217.5},8.9,null,null,null,null,null,null,null,null,null,null,null,null,null,null,null,null,null,null,null,null,null,33018.02175,33,null,18,"K",7,"18K 7",276,414,145,{"$f":"MIN(AP680,360/'Roof Bay Analysis'!$I$51*AR680)","v":217.5},8.9]
[33018.033199999998,33018.049800000001,33,null,18,"K",9,"18K 9",332,498,171,{"$f":"MIN(I681,360/'Roof Bay Analysis'!$I$51*K681)","v":256.5},10.1,null,null,null,null,null,null,null,null,null,null,null,null,null,null,null,null,null,null,null,null,null,33018.025650000003,33,null,18,"K",9,"18K 9",332,498,171,{"$f":"MIN(AP681,360/'Roof Bay Analysis'!$I$51*AR681)","v":256.5},10.1]
[33018.039299999997,33018.058949999999,33,null,18,"K",10,"18K10",393,589.5,201,{"$f":"MIN(I682,360/'Roof Bay Analysis'!$I$51*K682)","v":301.5},11.6,null,null,null,null,null,null,null,null,null,null,null,null,null,null,null,null,null,null,null,null,null,33018.030149999999,33,null,18,"K",10,"18K10",393,589.5,201,{"$f":"MIN(AP682,360/'Roof Bay Analysis'!$I$51*AR682)","v":301.5},11.6]
[33020.018700000001,33020.028050000001,33,"X",20,"K",3,"20K 3",187,280.5,114,{"$f":"MIN(I683,360/'Roof Bay Analysis'!$I$51*K683)","v":171},6.5,null,null,null,null,null,null,null,null,null,null,null,null,null,null,null,null,null,null,null,null,null,33020.017099999997,33,"X",20,"K",3,"20K 3",187,280.5,114,{"$f":"MIN(AP683,360/'Roof Bay Analysis'!$I$51*AR683)","v":171},6.5]
[33020.022599999997,33020.033900000002,33,null,20,"K",4,"20K 4",226,339,134,{"$f":"MIN(I684,360/'Roof Bay Analysis'!$I$51*K684)","v":201},7.2,null,null,null,null,null,null,null,null,null,null,null,null,null,null,null,null,null,null,null,null,null,33020.020100000002,33,null,20,"K",4,"20K 4",226,339,134,{"$f":"MIN(AP684,360/'Roof Bay Analysis'!$I$51*AR684)","v":201},7.2]
[33020.025399999999,33020.038099999998,33,null,20,"K",5,"20K 5",254,381,150,{"$f":"MIN(I685,360/'Roof Bay Analysis'!$I$51*K685)","v":225},7.7,null,null,null,null,null,null,null,null,null,null,null,null,null,null,null,null,null,null,null,null,null,33020.022499999999,33,null,20,"K",5,"20K 5",254,381,150,{"$f":"MIN(AP685,360/'Roof Bay Analysis'!$I$51*AR685)","v":225},7.7]
[33020.027699999999,33020.041550000002,33,null,20,"K",6,"20K 6",277,415.5,163,{"$f":"MIN(I686,360/'Roof Bay Analysis'!$I$51*K686)","v":244.5},8.4,null,null,null,null,null,null,null,null,null,null,null,null,null,null,null,null,null,null,null,null,null,33020.024449999997,33,null,20,"K",6,"20K 6",277,415.5,163,{"$f":"MIN(AP686,360/'Roof Bay Analysis'!$I$51*AR686)","v":244.5},8.4]
[33020.030899999998,33020.046349999997,33,null,20,"K",7,"20K 7",309,463.5,181,{"$f":"MIN(I687,360/'Roof Bay Analysis'!$I$51*K687)","v":271.5},8.9,null,null,null,null,null,null,null,null,null,null,null,null,null,null,null,null,null,null,null,null,null,33020.027150000002,33,null,20,"K",7,"20K 7",309,463.5,181,{"$f":"MIN(AP687,360/'Roof Bay Analysis'!$I$51*AR687)","v":271.5},8.9]
[33020.037100000001,33020.055650000002,33,null,20,"K",9,"20K 9",371,556.5,214,{"$f":"MIN(I688,360/'Roof Bay Analysis'!$I$51*K688)","v":321},10.1,null,null,null,null,null,null,null,null,null,null,null,null,null,null,null,null,null,null,null,null,null,33020.032099999997,33,null,20,"K",9,"20K 9",371,556.5,214,{"$f":"MIN(AP688,360/'Roof Bay Analysis'!$I$51*AR688)","v":321},10.1]
[33020.044000000002,33020.065999999999,33,null,20,"K",10,"20K10",440,660,251,{"$f":"MIN(I689,360/'Roof Bay Analysis'!$I$51*K689)","v":376.5},11.6,null,null,null,null,null,null,null,null,null,null,null,null,null,null,null,null,null,null,null,null,null,33020.037649999998,33,null,20,"K",10,"20K10",440,660,251,{"$f":"MIN(AP689,360/'Roof Bay Analysis'!$I$51*AR689)","v":376.5},11.6]
[33022.024899999997,33022.037349999999,33,null,22,"K",4,"22K 4",249,373.5,164,{"$f":"MIN(I690,360/'Roof Bay Analysis'!$I$51*K690)","v":246},7.3,null,null,null,null,null,null,null,null,null,null,null,null,null,null,null,null,null,null,null,null,null,33022.024599999997,33,null,22,"K",4,"22K 4",249,373.5,164,{"$f":"MIN(AP690,360/'Roof Bay Analysis'!$I$51*AR690)","v":246},7.3]
[33022.028100000003,33022.042150000001,33,null,22,"K",5,"22K 5",281,421.5,183,{"$f":"MIN(I691,360/'Roof Bay Analysis'!$I$51*K691)","v":274.5},7.7,null,null,null,null,null,null,null,null,null,null,null,null,null,null,null,null,null,null,null,null,null,33022.027450000001,33,null,22,"K",5,"22K 5",281,421.5,183,{"$f":"MIN(AP691,360/'Roof Bay Analysis'!$I$51*AR691)","v":274.5},7.7]
[33022.030599999998,33022.045899999997,33,null,22,"K",6,"22K 6",306,459,199,{"$f":"MIN(I692,360/'Roof Bay Analysis'!$I$51*K692)","v":298.5},8.5,null,null,null,null,null,null,null,null,null,null,null,null,null,null,null,null,null,null,null,null,null,33022.029849999999,33,null,22,"K",6,"22K 6",306,459,199,{"$f":"MIN(AP692,360/'Roof Bay Analysis'!$I$51*AR692)","v":298.5},8.5]
[33022.034099999997,33022.051149999999,33,null,22,"K",7,"22K 7",341,511.5,221,{"$f":"MIN(I693,360/'Roof Bay Analysis'!$I$51*K693)","v":331.5},9,null,null,null,null,null,null,null,null,null,null,null,null,null,null,null,null,null,null,null,null,null,33022.033150000003,33,null,22,"K",7,"22K 7",341,511.5,221,{"$f":"MIN(AP693,360/'Roof Bay Analysis'!$I$51*AR693)","v":331.5},9]
[33022.040999999997,33022.061500000003,33,null,22,"K",9,"22K 9",410,615,261,{"$f":"MIN(I694,360/'Roof Bay Analysis'!$I$51*K694)","v":391.5},10.199999999999999,null,null,null,null,null,null,null,null,null,null,null,null,null,null,null,null,null,null,null,null,null,33022.039149999997,33,null,22,"K",9,"22K 9",410,615,261,{"$f":"MIN(AP694,360/'Roof Bay Analysis'!$I$51*AR694)","v":391.5},10.199999999999999]
[33022.048600000002,33022.072899999999,33,null,22,"K",10,"22K10",486,729,307,{"$f":"MIN(I695,360/'Roof Bay Analysis'!$I$51*K695)","v":460.5},11.7,null,null,null,null,null,null,null,null,null,null,null,null,null,null,null,null,null,null,null,null,null,33022.046049999997,33,null,22,"K",10,"22K10",486,729,307,{"$f":"MIN(AP695,360/'Roof Bay Analysis'!$I$51*AR695)","v":460.5},11.7]
[33022.053200000002,33022.0798,33,null,22,"K",11,"22K11",532,798,334,{"$f":"MIN(I696,360/'Roof Bay Analysis'!$I$51*K696)","v":501},11.9,null,null,null,null,null,null,null,null,null,null,null,null,null,null,null,null,null,null,null,null,null,33022.0501,33,null,22,"K",11,"22K11",532,798,334,{"$f":"MIN(AP696,360/'Roof Bay Analysis'!$I$51*AR696)","v":501},11.9]
[33024.027300000002,33024.040950000002,33,null,24,"K",4,"24K 4",273,409.5,196,{"$f":"MIN(I697,360/'Roof Bay Analysis'!$I$51*K697)","v":273},7.8,null,null,null,null,null,null,null,null,null,null,null,null,null,null,null,null,null,null,null,null,null,33024.027300000002,33,null,24,"K",4,"24K 4",273,409.5,196,{"$f":"MIN(AP697,360/'Roof Bay Analysis'!$I$51*AR697)","v":273},7.8]
[33024.0308,33024.046199999997,33,null,24,"K",5,"24K 5",308,462,220,{"$f":"MIN(I698,360/'Roof Bay Analysis'!$I$51*K698)","v":308},7.9,null,null,null,null,null,null,null,null,null,null,null,null,null,null,null,null,null,null,null,null,null,33024.0308,33,null,24,"K",5,"24K 5",308,462,220,{"$f":"MIN(AP698,360/'Roof Bay Analysis'!$I$51*AR698)","v":308},7.9]
[33024.033499999998,33024.05025,33,null,24,"K",6,"24K 6",335,502.5,239,{"$f":"MIN(I699,360/'Roof Bay Analysis'!$I$51*K699)","v":335},8.5,null,null,null,null,null,null,null,null,null,null,null,null,null,null,null,null,null,null,null,null,null,33024.033499999998,33,null,24,"K",6,"24K 6",335,502.5,239,{"$f":"MIN(AP699,360/'Roof Bay Analysis'!$I$51*AR699)","v":335},8.5]
[33024.037300000004,33024.055950000002,33,null,24,"K",7,"24K 7",373,559.5,265,{"$f":"MIN(I700,360/'Roof Bay Analysis'!$I$51*K700)","v":373},9,null,null,null,null,null,null,null,null,null,null,null,null,null,null,null,null,null,null,null,null,null,33024.037300000004,33,null,24,"K",7,"24K 7",373,559.5,265,{"$f":"MIN(AP700,360/'Roof Bay Analysis'!$I$51*AR700)","v":373},9]
[33024.041299999997,33024.061950000003,33,null,24,"K",8,"24K 8",413,619.5,289,{"$f":"MIN(I701,360/'Roof Bay Analysis'!$I$51*K701)","v":413},9.4,null,null,null,null,null,null,null,null,null,null,null,null,null,null,null,null,null,null,null,null,null,33024.041299999997,33,null,24,"K",8,"24K 8",413,619.5,289,{"$f":"MIN(AP701,360/'Roof Bay Analysis'!$I$51*AR701)","v":413},9.4]
[33024.044900000001,33024.067349999998,33,null,24,"K",9,"24K 9",449,673.5,313,{"$f":"MIN(I702,360/'Roof Bay Analysis'!$I$51*K702)","v":449},10.3,null,null,null,null,null,null,null,null,null,null,null,null,null,null,null,null,null,null,null,null,null,33024.044900000001,33,null,24,"K",9,"24K 9",449,673.5,313,{"$f":"MIN(AP702,360/'Roof Bay Analysis'!$I$51*AR702)","v":449},10.3]
[33024.053200000002,33024.0798,33,null,24,"K",10,"24K10",532,798,368,{"$f":"MIN(I703,360/'Roof Bay Analysis'!$I$51*K703)","v":532},11.7,null,null,null,null,null,null,null,null,null,null,null,null,null,null,null,null,null,null,null,null,null,33024.053200000002,33,null,24,"K",10,"24K10",532,798,368,{"$f":"MIN(AP703,360/'Roof Bay Analysis'!$I$51*AR703)","v":532},11.7]
[33024.053200000002,33024.0798,33,null,24,"K",12,"24K12",532,798,368,{"$f":"MIN(I704,360/'Roof Bay Analysis'!$I$51*K704)","v":532},13.5,null,null,null,null,null,null,null,null,null,null,null,null,null,null,null,null,null,null,null,null,null,33024.053200000002,33,null,24,"K",12,"24K12",532,798,368,{"$f":"MIN(AP704,360/'Roof Bay Analysis'!$I$51*AR704)","v":532},13.5]
[33026.0334,33026.0501,33,null,26,"K",5,"26K 5",334,501,259,{"$f":"MIN(I705,360/'Roof Bay Analysis'!$I$51*K705)","v":334},8.1,null,null,null,null,null,null,null,null,null,null,null,null,null,null,null,null,null,null,null,null,null,33026.0334,33,null,26,"K",5,"26K 5",334,501,259,{"$f":"MIN(AP705,360/'Roof Bay Analysis'!$I$51*AR705)","v":334},8.1]
[33026.036399999997,33026.054600000003,33,null,26,"K",6,"26K 6",364,546,282,{"$f":"MIN(I706,360/'Roof Bay Analysis'!$I$51*K706)","v":364},8.6,null,null,null,null,null,null,null,null,null,null,null,null,null,null,null,null,null,null,null,null,null,33026.036399999997,33,null,26,"K",6,"26K 6",364,546,282,{"$f":"MIN(AP706,360/'Roof Bay Analysis'!$I$51*AR706)","v":364},8.6]
[33026.0406,33026.060899999997,33,null,26,"K",7,"26K 7",406,609,312,{"$f":"MIN(I707,360/'Roof Bay Analysis'!$I$51*K707)","v":406},9,null,null,null,null,null,null,null,null,null,null,null,null,null,null,null,null,null,null,null,null,null,33026.0406,33,null,26,"K",7,"26K 7",406,609,312,{"$f":"MIN(AP707,360/'Roof Bay Analysis'!$I$51*AR707)","v":406},9]
[{"$f":"C708*1000+E708+I708/10000","v":33026.044800000003},{"$f":"C708*1000+E708+J708/10000","v":33026.067199999998},33,null,26,"K",8,"26K 8",448,{"$f":"1.5*I708","v":672},342,{"$f":"MIN(I708,360/'Roof Bay Analysis'!$I$51*K708)","v":448},9.6999999999999993,null,null,null,null,null,null,null,null,null,null,null,null,null,null,null,null,null,null,null,null,null,{"$f":"AJ708*1000+AL708+AS708/10000","v":33026.044800000003},33,null,26,"K",8,"26K 8",448,{"$f":"1.5*AP708","v":672},342,{"$f":"MIN(AP708,360/'Roof Bay Analysis'!$I$51*AR708)","v":448},9.6999999999999993]
[33026.048799999997,33026.073199999999,33,null,{"$f":"VALUE(LEFT(H709,2))","v":26},{"$f":"MID(H709,3,LEN(H709)-4)","v":"K"},{"$f":"VALUE(RIGHT(H709,2))","v":9},"26K 9",488,732,370,{"$f":"MIN(I709,360/'Roof Bay Analysis'!$I$51*K709)","v":488},10.4,null,null,null,null,null,null,null,null,null,null,null,null,null,null,null,null,null,null,null,null,null,33026.048799999997,33,null,{"$f":"VALUE(LEFT(AO709,2))","v":26},{"$f":"MID(AO709,3,LEN(AO709)-4)","v":"K"},{"$f":"VALUE(RIGHT(AO709,2))","v":9},"26K 9",488,732,370,{"$f":"MIN(AP709,360/'Roof Bay Analysis'!$I$51*AR709)","v":488},10.4]
[33026.053200000002,33026.0798,33,null,26,"K",10,"26K10",532,798,404,{"$f":"MIN(I710,360/'Roof Bay Analysis'!$I$51*K710)","v":532},11.8,null,null,null,null,null,null,null,null,null,null,null,null,null,null,null,null,null,null,null,null,null,33026.053200000002,33,null,26,"K",10,"26K10",532,798,404,{"$f":"MIN(AP710,360/'Roof Bay Analysis'!$I$51*AR710)","v":532},11.8]
[33026.053200000002,33026.0798,33,null,26,"K",12,"26K12",532,798,404,{"$f":"MIN(I711,360/'Roof Bay Analysis'!$I$51*K711)","v":532},13.7,null,null,null,null,null,null,null,null,null,null,null,null,null,null,null,null,null,null,null,null,null,33026.053200000002,33,null,26,"K",12,"26K12",532,798,404,{"$f":"MIN(AP711,360/'Roof Bay Analysis'!$I$51*AR711)","v":532},13.7]
[33028.039299999997,33028.058949999999,33,null,28,"K",6,"28K 6",393,589.5,329,{"$f":"MIN(I712,360/'Roof Bay Analysis'!$I$51*K712)","v":393},8.9,null,null,null,null,null,null,null,null,null,null,null,null,null,null,null,null,null,null,null,null,null,33028.039299999997,33,null,28,"K",6,"28K 6",393,589.5,329,{"$f":"MIN(AP712,360/'Roof Bay Analysis'!$I$51*AR712)","v":393},8.9]
[33028.043799999999,33028.065699999999,33,null,28,"K",7,"28K 7",438,657,364,{"$f":"MIN(I713,360/'Roof Bay Analysis'!$I$51*K713)","v":438},9.1999999999999993,null,null,null,null,null,null,null,null,null,null,null,null,null,null,null,null,null,null,null,null,null,33028.043799999999,33,null,28,"K",7,"28K 7",438,657,364,{"$f":"MIN(AP713,360/'Roof Bay Analysis'!$I$51*AR713)","v":438},9.1999999999999993]
[33028.0484,33028.0726,33,null,28,"K",8,"28K 8",484,726,399,{"$f":"MIN(I714,360/'Roof Bay Analysis'!$I$51*K714)","v":484},9.8000000000000007,null,null,null,null,null,null,null,null,null,null,null,null,null,null,null,null,null,null,null,null,null,33028.0484,33,null,28,"K",8,"28K 8",484,726,399,{"$f":"MIN(AP714,360/'Roof Bay Analysis'!$I$51*AR714)","v":484},9.8000000000000007]
[33028.0527,33028.07905,33,null,28,"K",9,"28K 9",527,790.5,432,{"$f":"MIN(I715,360/'Roof Bay Analysis'!$I$51*K715)","v":527},10.5,null,null,null,null,null,null,null,null,null,null,null,null,null,null,null,null,null,null,null,null,null,33028.0527,33,null,28,"K",9,"28K 9",527,790.5,432,{"$f":"MIN(AP715,360/'Roof Bay Analysis'!$I$51*AR715)","v":527},10.5]
[33028.053200000002,33028.0798,33,null,28,"K",10,"28K10",532,798,435,{"$f":"MIN(I716,360/'Roof Bay Analysis'!$I$51*K716)","v":532},11.8,null,null,null,null,null,null,null,null,null,null,null,null,null,null,null,null,null,null,null,null,null,33028.053200000002,33,null,28,"K",10,"28K10",532,798,435,{"$f":"MIN(AP716,360/'Roof Bay Analysis'!$I$51*AR716)","v":532},11.8]
[33028.053200000002,33028.0798,33,null,28,"K",12,"28K12",532,798,435,{"$f":"MIN(I717,360/'Roof Bay Analysis'!$I$51*K717)","v":532},14.5,null,null,null,null,null,null,null,null,null,null,null,null,null,null,null,null,null,null,null,null,null,33028.053200000002,33,null,28,"K",12,"28K12",532,798,435,{"$f":"MIN(AP717,360/'Roof Bay Analysis'!$I$51*AR717)","v":532},14.5]
[33030.047100000003,33030.070650000001,33,null,30,"K",7,"30K 7",471,706.5,420,{"$f":"MIN(I718,360/'Roof Bay Analysis'!$I$51*K718)","v":471},9.6,null,null,null,null,null,null,null,null,null,null,null,null,null,null,null,null,null,null,null,null,null,33030.047100000003,33,null,30,"K",7,"30K 7",471,706.5,420,{"$f":"MIN(AP718,360/'Roof Bay Analysis'!$I$51*AR718)","v":471},9.6]
[33030.052000000003,33030.078000000001,33,null,30,"K",8,"30K 8",520,780,460,{"$f":"MIN(I719,360/'Roof Bay Analysis'!$I$51*K719)","v":520},10,null,null,null,null,null,null,null,null,null,null,null,null,null,null,null,null,null,null,null,null,null,33030.052000000003,33,null,30,"K",8,"30K 8",520,780,460,{"$f":"MIN(AP719,360/'Roof Bay Analysis'!$I$51*AR719)","v":520},10]
[33030.053200000002,33030.0798,33,null,30,"K",9,"30K 9",532,798,468,{"$f":"MIN(I720,360/'Roof Bay Analysis'!$I$51*K720)","v":532},10.6,null,null,null,null,null,null,null,null,null,null,null,null,null,null,null,null,null,null,null,null,null,33030.053200000002,33,null,30,"K",9,"30K 9",532,798,468,{"$f":"MIN(AP720,360/'Roof Bay Analysis'!$I$51*AR720)","v":532},10.6]
[33030.053200000002,33030.0798,33,null,30,"K",10,"30K10",532,798,468,{"$f":"MIN(I721,360/'Roof Bay Analysis'!$I$51*K721)","v":532},11.9,null,null,null,null,null,null,null,null,null,null,null,null,null,null,null,null,null,null,null,null,null,33030.053200000002,33,null,30,"K",10,"30K10",532,798,468,{"$f":"MIN(AP721,360/'Roof Bay Analysis'!$I$51*AR721)","v":532},11.9]
[33030.053200000002,33030.0798,33,null,30,"K",11,"30K11",532,798,468,{"$f":"MIN(I722,360/'Roof Bay Analysis'!$I$51*K722)","v":532},13.3,null,null,null,null,null,null,null,null,null,null,null,null,null,null,null,null,null,null,null,null,null,33030.053200000002,33,null,30,"K",11,"30K11",532,798,468,{"$f":"MIN(AP722,360/'Roof Bay Analysis'!$I$51*AR722)","v":532},13.3]
[33030.053200000002,33030.0798,33,null,30,"K",12,"30K12",532,798,468,{"$f":"MIN(I723,360/'Roof Bay Analysis'!$I$51*K723)","v":532},15,null,null,null,null,null,null,null,null,null,null,null,null,null,null,null,null,null,null,null,null,null,33030.053200000002,33,null,30,"K",12,"30K12",532,798,468,{"$f":"MIN(AP723,360/'Roof Bay Analysis'!$I$51*AR723)","v":532},15]
[34018.015800000001,34018.023699999998,34,"X",18,"K",3,"18K 3",158,237,84,{"$f":"MIN(I724,360/'Roof Bay Analysis'!$I$51*K724)","v":126},6.4,null,null,null,null,null,null,null,null,null,null,null,null,null,null,null,null,null,null,null,null,null,34018.012600000002,34,"X",18,"K",3,"18K 3",158,237,84,{"$f":"MIN(AP724,360/'Roof Bay Analysis'!$I$51*AR724)","v":126},6.4]
[34018.019,34018.0285,34,"X",18,"K",4,"18K 4",190,285,98,{"$f":"MIN(I725,360/'Roof Bay Analysis'!$I$51*K725)","v":147},7.2,null,null,null,null,null,null,null,null,null,null,null,null,null,null,null,null,null,null,null,null,null,34018.0147,34,"X",18,"K",4,"18K 4",190,285,98,{"$f":"MIN(AP725,360/'Roof Bay Analysis'!$I$51*AR725)","v":147},7.2]
[34018.021399999998,34018.032099999997,34,"X",18,"K",5,"18K 5",214,321,110,{"$f":"MIN(I726,360/'Roof Bay Analysis'!$I$51*K726)","v":165},7.7,null,null,null,null,null,null,null,null,null,null,null,null,null,null,null,null,null,null,null,null,null,34018.016499999998,34,"X",18,"K",5,"18K 5",214,321,110,{"$f":"MIN(AP726,360/'Roof Bay Analysis'!$I$51*AR726)","v":165},7.7]
[34018.023300000001,34018.034950000001,34,null,18,"K",6,"18K 6",233,349.5,120,{"$f":"MIN(I727,360/'Roof Bay Analysis'!$I$51*K727)","v":180},8.4,null,null,null,null,null,null,null,null,null,null,null,null,null,null,null,null,null,null,null,null,null,34018.017999999996,34,null,18,"K",6,"18K 6",233,349.5,120,{"$f":"MIN(AP727,360/'Roof Bay Analysis'!$I$51*AR727)","v":180},8.4]
[34018.025999999998,34018.038999999997,34,null,18,"K",7,"18K 7",260,390,132,{"$f":"MIN(I728,360/'Roof Bay Analysis'!$I$51*K728)","v":198},8.9,null,null,null,null,null,null,null,null,null,null,null,null,null,null,null,null,null,null,null,null,null,34018.019800000002,34,null,18,"K",7,"18K 7",260,390,132,{"$f":"MIN(AP728,360/'Roof Bay Analysis'!$I$51*AR728)","v":198},8.9]
[34018.031199999998,34018.046799999996,34,null,18,"K",9,"18K 9",312,468,156,{"$f":"MIN(I729,360/'Roof Bay Analysis'!$I$51*K729)","v":234},10.1,null,null,null,null,null,null,null,null,null,null,null,null,null,null,null,null,null,null,null,null,null,34018.023399999998,34,null,18,"K",9,"18K 9",312,468,156,{"$f":"MIN(AP729,360/'Roof Bay Analysis'!$I$51*AR729)","v":234},10.1]
[34018.036999999997,34018.055500000002,34,null,18,"K",10,"18K10",370,555,184,{"$f":"MIN(I730,360/'Roof Bay Analysis'!$I$51*K730)","v":276},11.6,null,null,null,null,null,null,null,null,null,null,null,null,null,null,null,null,null,null,null,null,null,34018.027600000001,34,null,18,"K",10,"18K10",370,555,184,{"$f":"MIN(AP730,360/'Roof Bay Analysis'!$I$51*AR730)","v":276},11.6]
[34020.017599999999,34020.026400000002,34,"X",20,"K",3,"20K 3",176,264,105,{"$f":"MIN(I731,360/'Roof Bay Analysis'!$I$51*K731)","v":157.5},6.5,null,null,null,null,null,null,null,null,null,null,null,null,null,null,null,null,null,null,null,null,null,34020.015749999999,34,"X",20,"K",3,"20K 3",176,264,105,{"$f":"MIN(AP731,360/'Roof Bay Analysis'!$I$51*AR731)","v":157.5},6.5]
[34020.021200000003,34020.031799999997,34,"X",20,"K",4,"20K 4",212,318,122,{"$f":"MIN(I732,360/'Roof Bay Analysis'!$I$51*K732)","v":183},7.2,null,null,null,null,null,null,null,null,null,null,null,null,null,null,null,null,null,null,null,null,null,34020.018300000003,34,"X",20,"K",4,"20K 4",212,318,122,{"$f":"MIN(AP732,360/'Roof Bay Analysis'!$I$51*AR732)","v":183},7.2]
[34020.0239,34020.03585,34,"X",20,"K",5,"20K 5",239,358.5,137,{"$f":"MIN(I733,360/'Roof Bay Analysis'!$I$51*K733)","v":205.5},7.7,null,null,null,null,null,null,null,null,null,null,null,null,null,null,null,null,null,null,null,null,null,34020.020550000001,34,"X",20,"K",5,"20K 5",239,358.5,137,{"$f":"MIN(AP733,360/'Roof Bay Analysis'!$I$51*AR733)","v":205.5},7.7]
[34020.026100000003,34020.039149999997,34,null,20,"K",6,"20K 6",261,391.5,149,{"$f":"MIN(I734,360/'Roof Bay Analysis'!$I$51*K734)","v":223.5},8.4,null,null,null,null,null,null,null,null,null,null,null,null,null,null,null,null,null,null,null,null,null,34020.022349999999,34,null,20,"K",6,"20K 6",261,391.5,149,{"$f":"MIN(AP734,360/'Roof Bay Analysis'!$I$51*AR734)","v":223.5},8.4]
[34020.029000000002,34020.0435,34,null,20,"K",7,"20K 7",290,435,165,{"$f":"MIN(I735,360/'Roof Bay Analysis'!$I$51*K735)","v":247.5},8.9,null,null,null,null,null,null,null,null,null,null,null,null,null,null,null,null,null,null,null,null,null,34020.024749999997,34,null,20,"K",7,"20K 7",290,435,165,{"$f":"MIN(AP735,360/'Roof Bay Analysis'!$I$51*AR735)","v":247.5},8.9]
[34020.034899999999,34020.052349999998,34,null,20,"K",9,"20K 9",349,523.5,195,{"$f":"MIN(I736,360/'Roof Bay Analysis'!$I$51*K736)","v":292.5},10.1,null,null,null,null,null,null,null,null,null,null,null,null,null,null,null,null,null,null,null,null,null,34020.02925,34,null,20,"K",9,"20K 9",349,523.5,195,{"$f":"MIN(AP736,360/'Roof Bay Analysis'!$I$51*AR736)","v":292.5},10.1]
[34020.041400000002,34020.062100000003,34,null,20,"K",10,"20K10",414,621,229,{"$f":"MIN(I737,360/'Roof Bay Analysis'!$I$51*K737)","v":343.5},11.6,null,null,null,null,null,null,null,null,null,null,null,null,null,null,null,null,null,null,null,null,null,34020.034350000002,34,null,20,"K",10,"20K10",414,621,229,{"$f":"MIN(AP737,360/'Roof Bay Analysis'!$I$51*AR737)","v":343.5},11.6]
[34022.023500000003,34022.035250000001,34,"X",22,"K",4,"22K 4",235,352.5,149,{"$f":"MIN(I738,360/'Roof Bay Analysis'!$I$51*K738)","v":223.5},7.3,null,null,null,null,null,null,null,null,null,null,null,null,null,null,null,null,null,null,null,null,null,34022.022349999999,34,"X",22,"K",4,"22K 4",235,352.5,149,{"$f":"MIN(AP738,360/'Roof Bay Analysis'!$I$51*AR738)","v":223.5},7.3]
[34022.0265,34022.039750000004,34,null,22,"K",5,"22K 5",265,397.5,167,{"$f":"MIN(I739,360/'Roof Bay Analysis'!$I$51*K739)","v":250.5},7.7,null,null,null,null,null,null,null,null,null,null,null,null,null,null,null,null,null,null,null,null,null,34022.025049999997,34,null,22,"K",5,"22K 5",265,397.5,167,{"$f":"MIN(AP739,360/'Roof Bay Analysis'!$I$51*AR739)","v":250.5},7.7]
[34022.0288,34022.0432,34,null,22,"K",6,"22K 6",288,432,182,{"$f":"MIN(I740,360/'Roof Bay Analysis'!$I$51*K740)","v":273},8.5,null,null,null,null,null,null,null,null,null,null,null,null,null,null,null,null,null,null,null,null,null,34022.027300000002,34,null,22,"K",6,"22K 6",288,432,182,{"$f":"MIN(AP740,360/'Roof Bay Analysis'!$I$51*AR740)","v":273},8.5]
[34022.032099999997,34022.048150000002,34,null,22,"K",7,"22K 7",321,481.5,202,{"$f":"MIN(I741,360/'Roof Bay Analysis'!$I$51*K741)","v":303},9,null,null,null,null,null,null,null,null,null,null,null,null,null,null,null,null,null,null,null,null,null,34022.030299999999,34,null,22,"K",7,"22K 7",321,481.5,202,{"$f":"MIN(AP741,360/'Roof Bay Analysis'!$I$51*AR741)","v":303},9]
[34022.0386,34022.0579,34,null,22,"K",9,"22K 9",386,579,239,{"$f":"MIN(I742,360/'Roof Bay Analysis'!$I$51*K742)","v":358.5},10.199999999999999,null,null,null,null,null,null,null,null,null,null,null,null,null,null,null,null,null,null,null,null,null,34022.03585,34,null,22,"K",9,"22K 9",386,579,239,{"$f":"MIN(AP742,360/'Roof Bay Analysis'!$I$51*AR742)","v":358.5},10.199999999999999]
[34022.0458,34022.068700000003,34,null,22,"K",10,"22K10",458,687,280,{"$f":"MIN(I743,360/'Roof Bay Analysis'!$I$51*K743)","v":420},11.7,null,null,null,null,null,null,null,null,null,null,null,null,null,null,null,null,null,null,null,null,null,34022.042000000001,34,null,22,"K",10,"22K10",458,687,280,{"$f":"MIN(AP743,360/'Roof Bay Analysis'!$I$51*AR743)","v":420},11.7]
[34022.051599999999,34022.077400000002,34,null,22,"K",11,"22K11",516,774,314,{"$f":"MIN(I744,360/'Roof Bay Analysis'!$I$51*K744)","v":471},11.9,null,null,null,null,null,null,null,null,null,null,null,null,null,null,null,null,null,null,null,null,null,34022.047100000003,34,null,22,"K",11,"22K11",516,774,314,{"$f":"MIN(AP744,360/'Roof Bay Analysis'!$I$51*AR744)","v":471},11.9]
[34024.025699999998,34024.038549999997,34,null,24,"K",4,"24K 4",257,385.5,179,{"$f":"MIN(I745,360/'Roof Bay Analysis'!$I$51*K745)","v":257},7.8,null,null,null,null,null,null,null,null,null,null,null,null,null,null,null,null,null,null,null,null,null,34024.025699999998,34,null,24,"K",4,"24K 4",257,385.5,179,{"$f":"MIN(AP745,360/'Roof Bay Analysis'!$I$51*AR745)","v":257},7.8]
[34024.029000000002,34024.0435,34,null,24,"K",5,"24K 5",290,435,201,{"$f":"MIN(I746,360/'Roof Bay Analysis'!$I$51*K746)","v":290},7.9,null,null,null,null,null,null,null,null,null,null,null,null,null,null,null,null,null,null,null,null,null,34024.029000000002,34,null,24,"K",5,"24K 5",290,435,201,{"$f":"MIN(AP746,360/'Roof Bay Analysis'!$I$51*AR746)","v":290},7.9]
[34024.031499999997,34024.047250000003,34,null,24,"K",6,"24K 6",315,472.5,218,{"$f":"MIN(I747,360/'Roof Bay Analysis'!$I$51*K747)","v":315},8.5,null,null,null,null,null,null,null,null,null,null,null,null,null,null,null,null,null,null,null,null,null,34024.031499999997,34,null,24,"K",6,"24K 6",315,472.5,218,{"$f":"MIN(AP747,360/'Roof Bay Analysis'!$I$51*AR747)","v":315},8.5]
[34024.035100000001,34024.052649999998,34,null,24,"K",7,"24K 7",351,526.5,242,{"$f":"MIN(I748,360/'Roof Bay Analysis'!$I$51*K748)","v":351},9,null,null,null,null,null,null,null,null,null,null,null,null,null,null,null,null,null,null,null,null,null,34024.035100000001,34,null,24,"K",7,"24K 7",351,526.5,242,{"$f":"MIN(AP748,360/'Roof Bay Analysis'!$I$51*AR748)","v":351},9]
[34024.038800000002,34024.058199999999,34,null,24,"K",8,"24K 8",388,582,264,{"$f":"MIN(I749,360/'Roof Bay Analysis'!$I$51*K749)","v":388},9.4,null,null,null,null,null,null,null,null,null,null,null,null,null,null,null,null,null,null,null,null,null,34024.038800000002,34,null,24,"K",8,"24K 8",388,582,264,{"$f":"MIN(AP749,360/'Roof Bay Analysis'!$I$51*AR749)","v":388},9.4]
[34024.042300000001,34024.063450000001,34,null,24,"K",9,"24K 9",423,634.5,286,{"$f":"MIN(I750,360/'Roof Bay Analysis'!$I$51*K750)","v":423},10.3,null,null,null,null,null,null,null,null,null,null,null,null,null,null,null,null,null,null,null,null,null,34024.042300000001,34,null,24,"K",9,"24K 9",423,634.5,286,{"$f":"MIN(AP750,360/'Roof Bay Analysis'!$I$51*AR750)","v":423},10.3]
[34024.050199999998,34024.075299999997,34,null,24,"K",10,"24K10",502,753,337,{"$f":"MIN(I751,360/'Roof Bay Analysis'!$I$51*K751)","v":502},11.7,null,null,null,null,null,null,null,null,null,null,null,null,null,null,null,null,null,null,null,null,null,34024.050199999998,34,null,24,"K",10,"24K10",502,753,337,{"$f":"MIN(AP751,360/'Roof Bay Analysis'!$I$51*AR751)","v":502},11.7]
[34024.051599999999,34024.077400000002,34,null,24,"K",12,"24K12",516,774,344,{"$f":"MIN(I752,360/'Roof Bay Analysis'!$I$51*K752)","v":516},13.5,null,null,null,null,null,null,null,null,null,null,null,null,null,null,null,null,null,null,null,null,null,34024.051599999999,34,null,24,"K",12,"24K12",516,774,344,{"$f":"MIN(AP752,360/'Roof Bay Analysis'!$I$51*AR752)","v":516},13.5]
[34026.031499999997,34026.047250000003,34,null,26,"K",5,"26K 5",315,472.5,237,{"$f":"MIN(I753,360/'Roof Bay Analysis'!$I$51*K753)","v":315},8.1,null,null,null,null,null,null,null,null,null,null,null,null,null,null,null,null,null,null,null,null,null,34026.031499999997,34,null,26,"K",5,"26K 5",315,472.5,237,{"$f":"MIN(AP753,360/'Roof Bay Analysis'!$I$51*AR753)","v":315},8.1]
[34026.034299999999,34026.051449999999,34,null,26,"K",6,"26K 6",343,514.5,257,{"$f":"MIN(I754,360/'Roof Bay Analysis'!$I$51*K754)","v":343},8.6,null,null,null,null,null,null,null,null,null,null,null,null,null,null,null,null,null,null,null,null,null,34026.034299999999,34,null,26,"K",6,"26K 6",343,514.5,257,{"$f":"MIN(AP754,360/'Roof Bay Analysis'!$I$51*AR754)","v":343},8.6]
[34026.038200000003,34026.0573,34,null,26,"K",7,"26K 7",382,573,285,{"$f":"MIN(I755,360/'Roof Bay Analysis'!$I$51*K755)","v":382},9,null,null,null,null,null,null,null,null,null,null,null,null,null,null,null,null,null,null,null,null,null,34026.038200000003,34,null,26,"K",7,"26K 7",382,573,285,{"$f":"MIN(AP755,360/'Roof Bay Analysis'!$I$51*AR755)","v":382},9]
[34026.042200000004,34026.063300000002,34,null,26,"K",8,"26K 8",422,633,312,{"$f":"MIN(I756,360/'Roof Bay Analysis'!$I$51*K756)","v":422},9.6999999999999993,null,null,null,null,null,null,null,null,null,null,null,null,null,null,null,null,null,null,null,null,null,34026.042200000004,34,null,26,"K",8,"26K 8",422,633,312,{"$f":"MIN(AP756,360/'Roof Bay Analysis'!$I$51*AR756)","v":422},9.6999999999999993]
[34026.045899999997,34026.068850000003,34,null,26,"K",9,"26K 9",459,688.5,338,{"$f":"MIN(I757,360/'Roof Bay Analysis'!$I$51*K757)","v":459},10.4,null,null,null,null,null,null,null,null,null,null,null,null,null,null,null,null,null,null,null,null,null,34026.045899999997,34,null,26,"K",9,"26K 9",459,688.5,338,{"$f":"MIN(AP757,360/'Roof Bay Analysis'!$I$51*AR757)","v":459},10.4]
[34026.051599999999,34026.077400000002,34,null,26,"K",10,"26K10",516,774,378,{"$f":"MIN(I758,360/'Roof Bay Analysis'!$I$51*K758)","v":516},11.8,null,null,null,null,null,null,null,null,null,null,null,null,null,null,null,null,null,null,null,null,null,34026.051599999999,34,null,26,"K",10,"26K10",516,774,378,{"$f":"MIN(AP758,360/'Roof Bay Analysis'!$I$51*AR758)","v":516},11.8]
[34026.051599999999,34026.077400000002,34,null,26,"K",12,"26K12",516,774,378,{"$f":"MIN(I759,360/'Roof Bay Analysis'!$I$51*K759)","v":516},13.7,null,null,null,null,null,null,null,null,null,null,null,null,null,null,null,null,null,null,null,null,null,34026.051599999999,34,null,26,"K",12,"26K12",516,774,378,{"$f":"MIN(AP759,360/'Roof Bay Analysis'!$I$51*AR759)","v":516},13.7]
[34028.036999999997,34028.055500000002,34,null,28,"K",6,"28K 6",370,555,300,{"$f":"MIN(I760,360/'Roof Bay Analysis'!$I$51*K760)","v":370},8.9,null,null,null,null,null,null,null,null,null,null,null,null,null,null,null,null,null,null,null,null,null,34028.036999999997,34,null,28,"K",6,"28K 6",370,555,300,{"$f":"MIN(AP760,360/'Roof Bay Analysis'!$I$51*AR760)","v":370},8.9]
[34028.0412,34028.061800000003,34,null,28,"K",7,"28K 7",412,618,333,{"$f":"MIN(I761,360/'Roof Bay Analysis'!$I$51*K761)","v":412},9.1999999999999993,null,null,null,null,null,null,null,null,null,null,null,null,null,null,null,null,null,null,null,null,null,34028.0412,34,null,28,"K",7,"28K 7",412,618,333,{"$f":"MIN(AP761,360/'Roof Bay Analysis'!$I$51*AR761)","v":412},9.1999999999999993]
[34028.045599999998,34028.068399999996,34,null,28,"K",8,"28K 8",456,684,364,{"$f":"MIN(I762,360/'Roof Bay Analysis'!$I$51*K762)","v":456},9.8000000000000007,null,null,null,null,null,null,null,null,null,null,null,null,null,null,null,null,null,null,null,null,null,34028.045599999998,34,null,28,"K",8,"28K 8",456,684,364,{"$f":"MIN(AP762,360/'Roof Bay Analysis'!$I$51*AR762)","v":456},9.8000000000000007]
[34028.049599999998,34028.074399999998,34,null,28,"K",9,"28K 9",496,744,395,{"$f":"MIN(I763,360/'Roof Bay Analysis'!$I$51*K763)","v":496},10.5,null,null,null,null,null,null,null,null,null,null,null,null,null,null,null,null,null,null,null,null,null,34028.049599999998,34,null,28,"K",9,"28K 9",496,744,395,{"$f":"MIN(AP763,360/'Roof Bay Analysis'!$I$51*AR763)","v":496},10.5]
[34028.051599999999,34028.077400000002,34,null,28,"K",10,"28K10",516,774,410,{"$f":"MIN(I764,360/'Roof Bay Analysis'!$I$51*K764)","v":516},11.8,null,null,null,null,null,null,null,null,null,null,null,null,null,null,null,null,null,null,null,null,null,34028.051599999999,34,null,28,"K",10,"28K10",516,774,410,{"$f":"MIN(AP764,360/'Roof Bay Analysis'!$I$51*AR764)","v":516},11.8]
[34028.051599999999,34028.077400000002,34,null,28,"K",12,"28K12",516,774,410,{"$f":"MIN(I765,360/'Roof Bay Analysis'!$I$51*K765)","v":516},14.5,null,null,null,null,null,null,null,null,null,null,null,null,null,null,null,null,null,null,null,null,null,34028.051599999999,34,null,28,"K",12,"28K12",516,774,410,{"$f":"MIN(AP765,360/'Roof Bay Analysis'!$I$51*AR765)","v":516},14.5]
[34030.044300000001,34030.066449999998,34,null,30,"K",7,"30K 7",443,664.5,384,{"$f":"MIN(I766,360/'Roof Bay Analysis'!$I$51*K766)","v":443},9.6,null,null,null,null,null,null,null,null,null,null,null,null,null,null,null,null,null,null,null,null,null,34030.044300000001,34,null,30,"K",7,"30K 7",443,664.5,384,{"$f":"MIN(AP766,360/'Roof Bay Analysis'!$I$51*AR766)","v":443},9.6]
[34030.048999999999,34030.073499999999,34,null,30,"K",8,"30K 8",490,735,420,{"$f":"MIN(I767,360/'Roof Bay Analysis'!$I$51*K767)","v":490},10,null,null,null,null,null,null,null,null,null,null,null,null,null,null,null,null,null,null,null,null,null,34030.048999999999,34,null,30,"K",8,"30K 8",490,735,420,{"$f":"MIN(AP767,360/'Roof Bay Analysis'!$I$51*AR767)","v":490},10]
[34030.051599999999,34030.077400000002,34,null,30,"K",9,"30K 9",516,774,441,{"$f":"MIN(I768,360/'Roof Bay Analysis'!$I$51*K768)","v":516},10.6,null,null,null,null,null,null,null,null,null,null,null,null,null,null,null,null,null,null,null,null,null,34030.051599999999,34,null,30,"K",9,"30K 9",516,774,441,{"$f":"MIN(AP768,360/'Roof Bay Analysis'!$I$51*AR768)","v":516},10.6]
[34030.051599999999,34030.077400000002,34,null,30,"K",10,"30K10",516,774,441,{"$f":"MIN(I769,360/'Roof Bay Analysis'!$I$51*K769)","v":516},11.9,null,null,null,null,null,null,null,null,null,null,null,null,null,null,null,null,null,null,null,null,null,34030.051599999999,34,null,30,"K",10,"30K10",516,774,441,{"$f":"MIN(AP769,360/'Roof Bay Analysis'!$I$51*AR769)","v":516},11.9]
[34030.051599999999,34030.077400000002,34,null,30,"K",11,"30K11",516,774,441,{"$f":"MIN(I770,360/'Roof Bay Analysis'!$I$51*K770)","v":516},13.3,null,null,null,null,null,null,null,null,null,null,null,null,null,null,null,null,null,null,null,null,null,34030.051599999999,34,null,30,"K",11,"30K11",516,774,441,{"$f":"MIN(AP770,360/'Roof Bay Analysis'!$I$51*AR770)","v":516},13.3]
[34030.051599999999,34030.077400000002,34,null,30,"K",12,"30K12",516,774,441,{"$f":"MIN(I771,360/'Roof Bay Analysis'!$I$51*K771)","v":516},15,null,null,null,null,null,null,null,null,null,null,null,null,null,null,null,null,null,null,null,null,null,34030.051599999999,34,null,30,"K",12,"30K12",516,774,441,{"$f":"MIN(AP771,360/'Roof Bay Analysis'!$I$51*AR771)","v":516},15]
[{"$f":"C772*1000+E772+I772/10000","v":35018.014900000002},{"$f":"C772*1000+E772+J772/10000","v":35018.022349999999},35,"X",18,"K",3,"18K 3",149,{"$f":"1.5*I772","v":223.5},77,{"$f":"MIN(I772,360/'Roof Bay Analysis'!$I$51*K772)","v":115.5},6.4,null,null,null,null,null,null,null,null,null,null,null,null,null,null,null,null,null,null,null,null,null,{"$f":"AJ772*1000+AL772+AS772/10000","v":35018.011550000003},35,"X",18,"K",3,"18K 3",149,{"$f":"1.5*AP772","v":223.5},77,{"$f":"MIN(AP772,360/'Roof Bay Analysis'!$I$51*AR772)","v":115.5},6.4]
[35018.017899999999,35018.026850000002,35,"X",{"$f":"VALUE(LEFT(H773,2))","v":18},{"$f":"MID(H773,3,LEN(H773)-4)","v":"K"},{"$f":"VALUE(RIGHT(H773,2))","v":4},"18K 4",179,268.5,90,{"$f":"MIN(I773,360/'Roof Bay Analysis'!$I$51*K773)","v":135},7.2,null,null,null,null,null,null,null,null,null,null,null,null,null,null,null,null,null,null,null,null,null,35018.013500000001,35,"X",{"$f":"VALUE(LEFT(AO773,2))","v":18},{"$f":"MID(AO773,3,LEN(AO773)-4)","v":"K"},{"$f":"VALUE(RIGHT(AO773,2))","v":4},"18K 4",179,268.5,90,{"$f":"MIN(AP773,360/'Roof Bay Analysis'!$I$51*AR773)","v":135},7.2]
[35018.020199999999,35018.030299999999,35,"X",18,"K",5,"18K 5",202,303,101,{"$f":"MIN(I774,360/'Roof Bay Analysis'!$I$51*K774)","v":151.5},7.7,null,null,null,null,null,null,null,null,null,null,null,null,null,null,null,null,null,null,null,null,null,35018.015149999999,35,"X",18,"K",5,"18K 5",202,303,101,{"$f":"MIN(AP774,360/'Roof Bay Analysis'!$I$51*AR774)","v":151.5},7.7]
[35018.021999999997,35018.033000000003,35,"X",18,"K",6,"18K 6",220,330,110,{"$f":"MIN(I775,360/'Roof Bay Analysis'!$I$51*K775)","v":165},8.4,null,null,null,null,null,null,null,null,null,null,null,null,null,null,null,null,null,null,null,null,null,35018.016499999998,35,"X",18,"K",6,"18K 6",220,330,110,{"$f":"MIN(AP775,360/'Roof Bay Analysis'!$I$51*AR775)","v":165},8.4]
[35018.0245,35018.036749999999,35,null,18,"K",7,"18K 7",245,367.5,121,{"$f":"MIN(I776,360/'Roof Bay Analysis'!$I$51*K776)","v":181.5},8.9,null,null,null,null,null,null,null,null,null,null,null,null,null,null,null,null,null,null,null,null,null,35018.018150000004,35,null,18,"K",7,"18K 7",245,367.5,121,{"$f":"MIN(AP776,360/'Roof Bay Analysis'!$I$51*AR776)","v":181.5},8.9]
[35018.029399999999,35018.044099999999,35,null,18,"K",9,"18K 9",294,441,143,{"$f":"MIN(I777,360/'Roof Bay Analysis'!$I$51*K777)","v":214.5},10.1,null,null,null,null,null,null,null,null,null,null,null,null,null,null,null,null,null,null,null,null,null,35018.02145,35,null,18,"K",9,"18K 9",294,441,143,{"$f":"MIN(AP777,360/'Roof Bay Analysis'!$I$51*AR777)","v":214.5},10.1]
[35018.034899999999,35018.052349999998,35,null,18,"K",10,"18K10",349,523.5,168,{"$f":"MIN(I778,360/'Roof Bay Analysis'!$I$51*K778)","v":252},11.6,null,null,null,null,null,null,null,null,null,null,null,null,null,null,null,null,null,null,null,null,null,35018.025199999996,35,null,18,"K",10,"18K10",349,523.5,168,{"$f":"MIN(AP778,360/'Roof Bay Analysis'!$I$51*AR778)","v":252},11.6]
[35020.016600000003,35020.024899999997,35,"X",20,"K",3,"20K 3",166,249,96,{"$f":"MIN(I779,360/'Roof Bay Analysis'!$I$51*K779)","v":144},6.5,null,null,null,null,null,null,null,null,null,null,null,null,null,null,null,null,null,null,null,null,null,35020.0144,35,"X",20,"K",3,"20K 3",166,249,96,{"$f":"MIN(AP779,360/'Roof Bay Analysis'!$I$51*AR779)","v":144},6.5]
[35020.019999999997,35020.03,35,"X",20,"K",4,"20K 4",200,300,112,{"$f":"MIN(I780,360/'Roof Bay Analysis'!$I$51*K780)","v":168},7.2,null,null,null,null,null,null,null,null,null,null,null,null,null,null,null,null,null,null,null,null,null,35020.016799999998,35,"X",20,"K",4,"20K 4",200,300,112,{"$f":"MIN(AP780,360/'Roof Bay Analysis'!$I$51*AR780)","v":168},7.2]
[35020.022599999997,35020.033900000002,35,"X",20,"K",5,"20K 5",226,339,126,{"$f":"MIN(I781,360/'Roof Bay Analysis'!$I$51*K781)","v":189},7.7,null,null,null,null,null,null,null,null,null,null,null,null,null,null,null,null,null,null,null,null,null,35020.018900000003,35,"X",20,"K",5,"20K 5",226,339,126,{"$f":"MIN(AP781,360/'Roof Bay Analysis'!$I$51*AR781)","v":189},7.7]
[35020.024599999997,35020.036899999999,35,null,20,"K",6,"20K 6",246,369,137,{"$f":"MIN(I782,360/'Roof Bay Analysis'!$I$51*K782)","v":205.5},8.4,null,null,null,null,null,null,null,null,null,null,null,null,null,null,null,null,null,null,null,null,null,35020.020550000001,35,null,20,"K",6,"20K 6",246,369,137,{"$f":"MIN(AP782,360/'Roof Bay Analysis'!$I$51*AR782)","v":205.5},8.4]
[35020.027399999999,35020.041100000002,35,null,20,"K",7,"20K 7",274,411,151,{"$f":"MIN(I783,360/'Roof Bay Analysis'!$I$51*K783)","v":226.5},8.9,null,null,null,null,null,null,null,null,null,null,null,null,null,null,null,null,null,null,null,null,null,35020.022649999999,35,null,20,"K",7,"20K 7",274,411,151,{"$f":"MIN(AP783,360/'Roof Bay Analysis'!$I$51*AR783)","v":226.5},8.9]
[35020.032899999998,35020.049350000001,35,null,20,"K",9,"20K 9",329,493.5,179,{"$f":"MIN(I784,360/'Roof Bay Analysis'!$I$51*K784)","v":268.5},10.1,null,null,null,null,null,null,null,null,null,null,null,null,null,null,null,null,null,null,null,null,null,35020.026850000002,35,null,20,"K",9,"20K 9",329,493.5,179,{"$f":"MIN(AP784,360/'Roof Bay Analysis'!$I$51*AR784)","v":268.5},10.1]
[35020.038999999997,35020.058499999999,35,null,20,"K",10,"20K10",390,585,210,{"$f":"MIN(I785,360/'Roof Bay Analysis'!$I$51*K785)","v":315},11.6,null,null,null,null,null,null,null,null,null,null,null,null,null,null,null,null,null,null,null,null,null,35020.031499999997,35,null,20,"K",10,"20K10",390,585,210,{"$f":"MIN(AP785,360/'Roof Bay Analysis'!$I$51*AR785)","v":315},11.6]
[35022.022100000002,35022.033150000003,35,"X",22,"K",4,"22K 4",221,331.5,137,{"$f":"MIN(I786,360/'Roof Bay Analysis'!$I$51*K786)","v":205.5},7.3,null,null,null,null,null,null,null,null,null,null,null,null,null,null,null,null,null,null,null,null,null,35022.020550000001,35,"X",22,"K",4,"22K 4",221,331.5,137,{"$f":"MIN(AP786,360/'Roof Bay Analysis'!$I$51*AR786)","v":205.5},7.3]
[35022.024899999997,35022.037349999999,35,"X",22,"K",5,"22K 5",249,373.5,153,{"$f":"MIN(I787,360/'Roof Bay Analysis'!$I$51*K787)","v":229.5},7.7,null,null,null,null,null,null,null,null,null,null,null,null,null,null,null,null,null,null,null,null,null,35022.022949999999,35,"X",22,"K",5,"22K 5",249,373.5,153,{"$f":"MIN(AP787,360/'Roof Bay Analysis'!$I$51*AR787)","v":229.5},7.7]
[35022.027199999997,35022.040800000002,35,null,22,"K",6,"22K 6",272,408,167,{"$f":"MIN(I788,360/'Roof Bay Analysis'!$I$51*K788)","v":250.5},8.5,null,null,null,null,null,null,null,null,null,null,null,null,null,null,null,null,null,null,null,null,null,35022.025049999997,35,null,22,"K",6,"22K 6",272,408,167,{"$f":"MIN(AP788,360/'Roof Bay Analysis'!$I$51*AR788)","v":250.5},8.5]
[35022.030299999999,35022.045449999998,35,null,22,"K",7,"22K 7",303,454.5,185,{"$f":"MIN(I789,360/'Roof Bay Analysis'!$I$51*K789)","v":277.5},9,null,null,null,null,null,null,null,null,null,null,null,null,null,null,null,null,null,null,null,null,null,35022.027750000001,35,null,22,"K",7,"22K 7",303,454.5,185,{"$f":"MIN(AP789,360/'Roof Bay Analysis'!$I$51*AR789)","v":277.5},9]
[35022.036399999997,35022.054600000003,35,null,22,"K",9,"22K 9",364,546,219,{"$f":"MIN(I790,360/'Roof Bay Analysis'!$I$51*K790)","v":328.5},10.199999999999999,null,null,null,null,null,null,null,null,null,null,null,null,null,null,null,null,null,null,null,null,null,35022.032850000003,35,null,22,"K",9,"22K 9",364,546,219,{"$f":"MIN(AP790,360/'Roof Bay Analysis'!$I$51*AR790)","v":328.5},10.199999999999999]
[35022.0432,35022.0648,35,null,22,"K",10,"22K10",432,648,257,{"$f":"MIN(I791,360/'Roof Bay Analysis'!$I$51*K791)","v":385.5},11.7,null,null,null,null,null,null,null,null,null,null,null,null,null,null,null,null,null,null,null,null,null,35022.038549999997,35,null,22,"K",10,"22K10",432,648,257,{"$f":"MIN(AP791,360/'Roof Bay Analysis'!$I$51*AR791)","v":385.5},11.7]
[35022.049400000004,35022.074099999998,35,null,22,"K",11,"22K11",494,741,292,{"$f":"MIN(I792,360/'Roof Bay Analysis'!$I$51*K792)","v":438},11.9,null,null,null,null,null,null,null,null,null,null,null,null,null,null,null,null,null,null,null,null,null,35022.043799999999,35,null,22,"K",11,"22K11",494,741,292,{"$f":"MIN(AP792,360/'Roof Bay Analysis'!$I$51*AR792)","v":438},11.9]
[35024.0242,35024.0363,35,null,24,"K",4,"24K 4",242,363,164,{"$f":"MIN(I793,360/'Roof Bay Analysis'!$I$51*K793)","v":242},7.8,null,null,null,null,null,null,null,null,null,null,null,null,null,null,null,null,null,null,null,null,null,35024.0242,35,null,24,"K",4,"24K 4",242,363,164,{"$f":"MIN(AP793,360/'Roof Bay Analysis'!$I$51*AR793)","v":242},7.8]
[35024.027300000002,35024.040950000002,35,null,24,"K",5,"24K 5",273,409.5,184,{"$f":"MIN(I794,360/'Roof Bay Analysis'!$I$51*K794)","v":273},7.9,null,null,null,null,null,null,null,null,null,null,null,null,null,null,null,null,null,null,null,null,null,35024.027300000002,35,null,24,"K",5,"24K 5",273,409.5,184,{"$f":"MIN(AP794,360/'Roof Bay Analysis'!$I$51*AR794)","v":273},7.9]
[35024.029699999999,35024.044549999999,35,null,24,"K",6,"24K 6",297,445.5,200,{"$f":"MIN(I795,360/'Roof Bay Analysis'!$I$51*K795)","v":297},8.5,null,null,null,null,null,null,null,null,null,null,null,null,null,null,null,null,null,null,null,null,null,35024.029699999999,35,null,24,"K",6,"24K 6",297,445.5,200,{"$f":"MIN(AP795,360/'Roof Bay Analysis'!$I$51*AR795)","v":297},8.5]
[35024.033100000001,35024.049650000001,35,null,24,"K",7,"24K 7",331,496.5,221,{"$f":"MIN(I796,360/'Roof Bay Analysis'!$I$51*K796)","v":331},9,null,null,null,null,null,null,null,null,null,null,null,null,null,null,null,null,null,null,null,null,null,35024.033100000001,35,null,24,"K",7,"24K 7",331,496.5,221,{"$f":"MIN(AP796,360/'Roof Bay Analysis'!$I$51*AR796)","v":331},9]
[35024.036599999999,35024.054900000003,35,null,24,"K",8,"24K 8",366,549,242,{"$f":"MIN(I797,360/'Roof Bay Analysis'!$I$51*K797)","v":363},9.4,null,null,null,null,null,null,null,null,null,null,null,null,null,null,null,null,null,null,null,null,null,35024.0363,35,null,24,"K",8,"24K 8",366,549,242,{"$f":"MIN(AP797,360/'Roof Bay Analysis'!$I$51*AR797)","v":363},9.4]
[35024.039900000003,35024.059849999998,35,null,24,"K",9,"24K 9",399,598.5,262,{"$f":"MIN(I798,360/'Roof Bay Analysis'!$I$51*K798)","v":393},10.3,null,null,null,null,null,null,null,null,null,null,null,null,null,null,null,null,null,null,null,null,null,35024.039299999997,35,null,24,"K",9,"24K 9",399,598.5,262,{"$f":"MIN(AP798,360/'Roof Bay Analysis'!$I$51*AR798)","v":393},10.3]
[35024.047299999998,35024.070950000001,35,null,24,"K",10,"24K10",473,709.5,308,{"$f":"MIN(I799,360/'Roof Bay Analysis'!$I$51*K799)","v":462},11.7,null,null,null,null,null,null,null,null,null,null,null,null,null,null,null,null,null,null,null,null,null,35024.046199999997,35,null,24,"K",10,"24K10",473,709.5,308,{"$f":"MIN(AP799,360/'Roof Bay Analysis'!$I$51*AR799)","v":462},11.7]
[35024.0501,35024.075149999997,35,null,24,"K",12,"24K12",501,751.5,324,{"$f":"MIN(I800,360/'Roof Bay Analysis'!$I$51*K800)","v":486},13.5,null,null,null,null,null,null,null,null,null,null,null,null,null,null,null,null,null,null,null,null,null,35024.048600000002,35,null,24,"K",12,"24K12",501,751.5,324,{"$f":"MIN(AP800,360/'Roof Bay Analysis'!$I$51*AR800)","v":486},13.5]
[35026.029699999999,35026.044549999999,35,null,26,"K",5,"26K 5",297,445.5,217,{"$f":"MIN(I801,360/'Roof Bay Analysis'!$I$51*K801)","v":297},8.1,null,null,null,null,null,null,null,null,null,null,null,null,null,null,null,null,null,null,null,null,null,35026.029699999999,35,null,26,"K",5,"26K 5",297,445.5,217,{"$f":"MIN(AP801,360/'Roof Bay Analysis'!$I$51*AR801)","v":297},8.1]
[35026.032299999999,35026.048450000002,35,null,26,"K",6,"26K 6",323,484.5,236,{"$f":"MIN(I802,360/'Roof Bay Analysis'!$I$51*K802)","v":323},8.6,null,null,null,null,null,null,null,null,null,null,null,null,null,null,null,null,null,null,null,null,null,35026.032299999999,35,null,26,"K",6,"26K 6",323,484.5,236,{"$f":"MIN(AP802,360/'Roof Bay Analysis'!$I$51*AR802)","v":323},8.6]
[35026.036,35026.053999999996,35,null,26,"K",7,"26K 7",360,540,261,{"$f":"MIN(I803,360/'Roof Bay Analysis'!$I$51*K803)","v":360},9,null,null,null,null,null,null,null,null,null,null,null,null,null,null,null,null,null,null,null,null,null,35026.036,35,null,26,"K",7,"26K 7",360,540,261,{"$f":"MIN(AP803,360/'Roof Bay Analysis'!$I$51*AR803)","v":360},9]
[35026.039799999999,35026.059699999998,35,null,26,"K",8,"26K 8",398,597,286,{"$f":"MIN(I804,360/'Roof Bay Analysis'!$I$51*K804)","v":398},9.6999999999999993,null,null,null,null,null,null,null,null,null,null,null,null,null,null,null,null,null,null,null,null,null,35026.039799999999,35,null,26,"K",8,"26K 8",398,597,286,{"$f":"MIN(AP804,360/'Roof Bay Analysis'!$I$51*AR804)","v":398},9.6999999999999993]
[35026.043299999998,35026.06495,35,null,26,"K",9,"26K 9",433,649.5,310,{"$f":"MIN(I805,360/'Roof Bay Analysis'!$I$51*K805)","v":433},10.4,null,null,null,null,null,null,null,null,null,null,null,null,null,null,null,null,null,null,null,null,null,35026.043299999998,35,null,26,"K",9,"26K 9",433,649.5,310,{"$f":"MIN(AP805,360/'Roof Bay Analysis'!$I$51*AR805)","v":433},10.4]
[35026.0501,35026.075149999997,35,null,26,"K",10,"26K10",501,751.5,356,{"$f":"MIN(I806,360/'Roof Bay Analysis'!$I$51*K806)","v":501},11.8,null,null,null,null,null,null,null,null,null,null,null,null,null,null,null,null,null,null,null,null,null,35026.0501,35,null,26,"K",10,"26K10",501,751.5,356,{"$f":"MIN(AP806,360/'Roof Bay Analysis'!$I$51*AR806)","v":501},11.8]
[35026.0501,35026.075149999997,35,null,26,"K",12,"26K12",501,751.5,356,{"$f":"MIN(I807,360/'Roof Bay Analysis'!$I$51*K807)","v":501},13.7,null,null,null,null,null,null,null,null,null,null,null,null,null,null,null,null,null,null,null,null,null,35026.0501,35,null,26,"K",12,"26K12",501,751.5,356,{"$f":"MIN(AP807,360/'Roof Bay Analysis'!$I$51*AR807)","v":501},13.7]
[35028.034899999999,35028.052349999998,35,null,28,"K",6,"28K 6",349,523.5,275,{"$f":"MIN(I808,360/'Roof Bay Analysis'!$I$51*K808)","v":349},8.9,null,null,null,null,null,null,null,null,null,null,null,null,null,null,null,null,null,null,null,null,null,35028.034899999999,35,null,28,"K",6,"28K 6",349,523.5,275,{"$f":"MIN(AP808,360/'Roof Bay Analysis'!$I$51*AR808)","v":349},8.9]
[35028.0389,35028.058349999999,35,null,28,"K",7,"28K 7",389,583.5,305,{"$f":"MIN(I809,360/'Roof Bay Analysis'!$I$51*K809)","v":389},9.1999999999999993,null,null,null,null,null,null,null,null,null,null,null,null,null,null,null,null,null,null,null,null,null,35028.0389,35,null,28,"K",7,"28K 7",389,583.5,305,{"$f":"MIN(AP809,360/'Roof Bay Analysis'!$I$51*AR809)","v":389},9.1999999999999993]
[35028.042999999998,35028.0645,35,null,28,"K",8,"28K 8",430,645,333,{"$f":"MIN(I810,360/'Roof Bay Analysis'!$I$51*K810)","v":430},9.8000000000000007,null,null,null,null,null,null,null,null,null,null,null,null,null,null,null,null,null,null,null,null,null,35028.042999999998,35,null,28,"K",8,"28K 8",430,645,333,{"$f":"MIN(AP810,360/'Roof Bay Analysis'!$I$51*AR810)","v":430},9.8000000000000007]
[35028.046799999996,35028.070200000002,35,null,28,"K",9,"28K 9",468,702,361,{"$f":"MIN(I811,360/'Roof Bay Analysis'!$I$51*K811)","v":468},10.5,null,null,null,null,null,null,null,null,null,null,null,null,null,null,null,null,null,null,null,null,null,35028.046799999996,35,null,28,"K",9,"28K 9",468,702,361,{"$f":"MIN(AP811,360/'Roof Bay Analysis'!$I$51*AR811)","v":468},10.5]
[35028.0501,35028.075149999997,35,null,28,"K",10,"28K10",501,751.5,389,{"$f":"MIN(I812,360/'Roof Bay Analysis'!$I$51*K812)","v":501},11.8,null,null,null,null,null,null,null,null,null,null,null,null,null,null,null,null,null,null,null,null,null,35028.0501,35,null,28,"K",10,"28K10",501,751.5,389,{"$f":"MIN(AP812,360/'Roof Bay Analysis'!$I$51*AR812)","v":501},11.8]
[35028.0501,35028.075149999997,35,null,28,"K",12,"28K12",501,751.5,389,{"$f":"MIN(I813,360/'Roof Bay Analysis'!$I$51*K813)","v":501},14.5,null,null,null,null,null,null,null,null,null,null,null,null,null,null,null,null,null,null,null,null,null,35028.0501,35,null,28,"K",12,"28K12",501,751.5,389,{"$f":"MIN(AP813,360/'Roof Bay Analysis'!$I$51*AR813)","v":501},14.5]
[35030.041799999999,35030.062700000002,35,null,30,"K",7,"30K 7",418,627,351,{"$f":"MIN(I814,360/'Roof Bay Analysis'!$I$51*K814)","v":418},9.6,null,null,null,null,null,null,null,null,null,null,null,null,null,null,null,null,null,null,null,null,null,35030.041799999999,35,null,30,"K",7,"30K 7",418,627,351,{"$f":"MIN(AP814,360/'Roof Bay Analysis'!$I$51*AR814)","v":418},9.6]
[35030.046199999997,35030.069300000003,35,null,30,"K",8,"30K 8",462,693,384,{"$f":"MIN(I815,360/'Roof Bay Analysis'!$I$51*K815)","v":462},10,null,null,null,null,null,null,null,null,null,null,null,null,null,null,null,null,null,null,null,null,null,35030.046199999997,35,null,30,"K",8,"30K 8",462,693,384,{"$f":"MIN(AP815,360/'Roof Bay Analysis'!$I$51*AR815)","v":462},10]
[35030.0501,35030.075149999997,35,null,30,"K",9,"30K 9",501,751.5,415,{"$f":"MIN(I816,360/'Roof Bay Analysis'!$I$51*K816)","v":501},10.6,null,null,null,null,null,null,null,null,null,null,null,null,null,null,null,null,null,null,null,null,null,35030.0501,35,null,30,"K",9,"30K 9",501,751.5,415,{"$f":"MIN(AP816,360/'Roof Bay Analysis'!$I$51*AR816)","v":501},10.6]
[35030.0501,35030.075149999997,35,null,30,"K",10,"30K10",501,751.5,415,{"$f":"MIN(I817,360/'Roof Bay Analysis'!$I$51*K817)","v":501},11.9,null,null,null,null,null,null,null,null,null,null,null,null,null,null,null,null,null,null,null,null,null,35030.0501,35,null,30,"K",10,"30K10",501,751.5,415,{"$f":"MIN(AP817,360/'Roof Bay Analysis'!$I$51*AR817)","v":501},11.9]
[35030.0501,35030.075149999997,35,null,30,"K",11,"30K11",501,751.5,415,{"$f":"MIN(I818,360/'Roof Bay Analysis'!$I$51*K818)","v":501},13.3,null,null,null,null,null,null,null,null,null,null,null,null,null,null,null,null,null,null,null,null,null,35030.0501,35,null,30,"K",11,"30K11",501,751.5,415,{"$f":"MIN(AP818,360/'Roof Bay Analysis'!$I$51*AR818)","v":501},13.3]
[35030.0501,35030.075149999997,35,null,30,"K",12,"30K12",501,751.5,415,{"$f":"MIN(I819,360/'Roof Bay Analysis'!$I$51*K819)","v":501},15,null,null,null,null,null,null,null,null,null,null,null,null,null,null,null,null,null,null,null,null,null,35030.0501,35,null,30,"K",12,"30K12",501,751.5,415,{"$f":"MIN(AP819,360/'Roof Bay Analysis'!$I$51*AR819)","v":501},15]
[36018.0141,36018.02115,36,"X",18,"K",3,"18K 3",141,211.5,70,{"$f":"MIN(I820,360/'Roof Bay Analysis'!$I$51*K820)","v":105},6.4,null,null,null,null,null,null,null,null,null,null,null,null,null,null,null,null,null,null,null,null,null,36018.010499999997,36,"X",18,"K",3,"18K 3",141,211.5,70,{"$f":"MIN(AP820,360/'Roof Bay Analysis'!$I$51*AR820)","v":105},6.4]
[36018.016900000002,36018.025350000004,36,"X",18,"K",4,"18K 4",169,253.5,82,{"$f":"MIN(I821,360/'Roof Bay Analysis'!$I$51*K821)","v":123},7.2,null,null,null,null,null,null,null,null,null,null,null,null,null,null,null,null,null,null,null,null,null,36018.012300000002,36,"X",18,"K",4,"18K 4",169,253.5,82,{"$f":"MIN(AP821,360/'Roof Bay Analysis'!$I$51*AR821)","v":123},7.2]
[36018.019099999998,36018.02865,36,"X",18,"K",5,"18K 5",191,286.5,92,{"$f":"MIN(I822,360/'Roof Bay Analysis'!$I$51*K822)","v":138},7.7,null,null,null,null,null,null,null,null,null,null,null,null,null,null,null,null,null,null,null,null,null,36018.013800000001,36,"X",18,"K",5,"18K 5",191,286.5,92,{"$f":"MIN(AP822,360/'Roof Bay Analysis'!$I$51*AR822)","v":138},7.7]
[36018.020799999998,36018.031199999998,36,"X",18,"K",6,"18K 6",208,312,101,{"$f":"MIN(I823,360/'Roof Bay Analysis'!$I$51*K823)","v":151.5},8.4,null,null,null,null,null,null,null,null,null,null,null,null,null,null,null,null,null,null,null,null,null,36018.015149999999,36,"X",18,"K",6,"18K 6",208,312,101,{"$f":"MIN(AP823,360/'Roof Bay Analysis'!$I$51*AR823)","v":151.5},8.4]
[36018.023200000003,36018.034800000001,36,null,18,"K",7,"18K 7",232,348,111,{"$f":"MIN(I824,360/'Roof Bay Analysis'!$I$51*K824)","v":166.5},8.9,null,null,null,null,null,null,null,null,null,null,null,null,null,null,null,null,null,null,null,null,null,36018.016649999998,36,null,18,"K",7,"18K 7",232,348,111,{"$f":"MIN(AP824,360/'Roof Bay Analysis'!$I$51*AR824)","v":166.5},8.9]
[36018.027800000003,36018.041700000002,36,null,18,"K",9,"18K 9",278,417,132,{"$f":"MIN(I825,360/'Roof Bay Analysis'!$I$51*K825)","v":198},10.1,null,null,null,null,null,null,null,null,null,null,null,null,null,null,null,null,null,null,null,null,null,36018.019800000002,36,null,18,"K",9,"18K 9",278,417,132,{"$f":"MIN(AP825,360/'Roof Bay Analysis'!$I$51*AR825)","v":198},10.1]
[36018.033000000003,36018.049500000001,36,null,18,"K",10,"18K10",330,495,154,{"$f":"MIN(I826,360/'Roof Bay Analysis'!$I$51*K826)","v":231},11.6,null,null,null,null,null,null,null,null,null,null,null,null,null,null,null,null,null,null,null,null,null,36018.023099999999,36,null,18,"K",10,"18K10",330,495,154,{"$f":"MIN(AP826,360/'Roof Bay Analysis'!$I$51*AR826)","v":231},11.6]
[36020.015700000004,36020.023549999998,36,"X",20,"K",3,"20K 3",157,235.5,88,{"$f":"MIN(I827,360/'Roof Bay Analysis'!$I$51*K827)","v":132},6.5,null,null,null,null,null,null,null,null,null,null,null,null,null,null,null,null,null,null,null,null,null,36020.013200000001,36,"X",20,"K",3,"20K 3",157,235.5,88,{"$f":"MIN(AP827,360/'Roof Bay Analysis'!$I$51*AR827)","v":132},6.5]
[36020.018900000003,36020.028350000001,36,"X",20,"K",4,"20K 4",189,283.5,103,{"$f":"MIN(I828,360/'Roof Bay Analysis'!$I$51*K828)","v":154.5},7.2,null,null,null,null,null,null,null,null,null,null,null,null,null,null,null,null,null,null,null,null,null,36020.015449999999,36,"X",20,"K",4,"20K 4",189,283.5,103,{"$f":"MIN(AP828,360/'Roof Bay Analysis'!$I$51*AR828)","v":154.5},7.2]
[36020.0213,36020.031949999997,36,"X",20,"K",5,"20K 5",213,319.5,115,{"$f":"MIN(I829,360/'Roof Bay Analysis'!$I$51*K829)","v":172.5},7.7,null,null,null,null,null,null,null,null,null,null,null,null,null,null,null,null,null,null,null,null,null,36020.017249999997,36,"X",20,"K",5,"20K 5",213,319.5,115,{"$f":"MIN(AP829,360/'Roof Bay Analysis'!$I$51*AR829)","v":172.5},7.7]
[36020.023200000003,36020.034800000001,36,"X",20,"K",6,"20K 6",232,348,125,{"$f":"MIN(I830,360/'Roof Bay Analysis'!$I$51*K830)","v":187.5},8.4,null,null,null,null,null,null,null,null,null,null,null,null,null,null,null,null,null,null,null,null,null,36020.018750000003,36,"X",20,"K",6,"20K 6",232,348,125,{"$f":"MIN(AP830,360/'Roof Bay Analysis'!$I$51*AR830)","v":187.5},8.4]
[36020.025900000001,36020.038849999997,36,null,20,"K",7,"20K 7",259,388.5,139,{"$f":"MIN(I831,360/'Roof Bay Analysis'!$I$51*K831)","v":208.5},8.9,null,null,null,null,null,null,null,null,null,null,null,null,null,null,null,null,null,null,null,null,null,36020.020850000001,36,null,20,"K",7,"20K 7",259,388.5,139,{"$f":"MIN(AP831,360/'Roof Bay Analysis'!$I$51*AR831)","v":208.5},8.9]
[36020.0311,36020.046649999997,36,null,20,"K",9,"20K 9",311,466.5,164,{"$f":"MIN(I832,360/'Roof Bay Analysis'!$I$51*K832)","v":246},10.1,null,null,null,null,null,null,null,null,null,null,null,null,null,null,null,null,null,null,null,null,null,36020.024599999997,36,null,20,"K",9,"20K 9",311,466.5,164,{"$f":"MIN(AP832,360/'Roof Bay Analysis'!$I$51*AR832)","v":246},10.1]
[36020.036899999999,36020.055350000002,36,null,20,"K",10,"20K10",369,553.5,193,{"$f":"MIN(I833,360/'Roof Bay Analysis'!$I$51*K833)","v":289.5},11.6,null,null,null,null,null,null,null,null,null,null,null,null,null,null,null,null,null,null,null,null,null,36020.02895,36,null,20,"K",10,"20K10",369,553.5,193,{"$f":"MIN(AP833,360/'Roof Bay Analysis'!$I$51*AR833)","v":289.5},11.6]
[36022.020900000003,36022.031349999997,36,"X",22,"K",4,"22K 4",209,313.5,126,{"$f":"MIN(I834,360/'Roof Bay Analysis'!$I$51*K834)","v":189},7.3,null,null,null,null,null,null,null,null,null,null,null,null,null,null,null,null,null,null,null,null,null,36022.018900000003,36,"X",22,"K",4,"22K 4",209,313.5,126,{"$f":"MIN(AP834,360/'Roof Bay Analysis'!$I$51*AR834)","v":189},7.3]
[36022.0236,36022.035400000001,36,"X",22,"K",5,"22K 5",236,354,141,{"$f":"MIN(I835,360/'Roof Bay Analysis'!$I$51*K835)","v":211.5},7.7,null,null,null,null,null,null,null,null,null,null,null,null,null,null,null,null,null,null,null,null,null,36022.02115,36,"X",22,"K",5,"22K 5",236,354,141,{"$f":"MIN(AP835,360/'Roof Bay Analysis'!$I$51*AR835)","v":211.5},7.7]
[{"$f":"C836*1000+E836+I836/10000","v":36022.025699999998},{"$f":"C836*1000+E836+J836/10000","v":36022.038549999997},36,"X",22,"K",6,"22K 6",257,{"$f":"1.5*I836","v":385.5},153,{"$f":"MIN(I836,360/'Roof Bay Analysis'!$I$51*K836)","v":229.5},8.5,null,null,null,null,null,null,null,null,null,null,null,null,null,null,null,null,null,null,null,null,null,{"$f":"AJ836*1000+AL836+AS836/10000","v":36022.022949999999},36,"X",22,"K",6,"22K 6",257,{"$f":"1.5*AP836","v":385.5},153,{"$f":"MIN(AP836,360/'Roof Bay Analysis'!$I$51*AR836)","v":229.5},8.5]
[36022.028599999998,36022.0429,36,null,{"$f":"VALUE(LEFT(H837,2))","v":22},{"$f":"MID(H837,3,LEN(H837)-4)","v":"K"},{"$f":"VALUE(RIGHT(H837,2))","v":7},"22K 7",286,429,169,{"$f":"MIN(I837,360/'Roof Bay Analysis'!$I$51*K837)","v":253.5},9,null,null,null,null,null,null,null,null,null,null,null,null,null,null,null,null,null,null,null,null,null,36022.025350000004,36,null,{"$f":"VALUE(LEFT(AO837,2))","v":22},{"$f":"MID(AO837,3,LEN(AO837)-4)","v":"K"},{"$f":"VALUE(RIGHT(AO837,2))","v":7},"22K 7",286,429,169,{"$f":"MIN(AP837,360/'Roof Bay Analysis'!$I$51*AR837)","v":253.5},9]
[36022.034399999997,36022.051599999999,36,null,22,"K",9,"22K 9",344,516,201,{"$f":"MIN(I838,360/'Roof Bay Analysis'!$I$51*K838)","v":301.5},10.199999999999999,null,null,null,null,null,null,null,null,null,null,null,null,null,null,null,null,null,null,null,null,null,36022.030149999999,36,null,22,"K",9,"22K 9",344,516,201,{"$f":"MIN(AP838,360/'Roof Bay Analysis'!$I$51*AR838)","v":301.5},10.199999999999999]
[36022.040800000002,36022.061199999996,36,null,22,"K",10,"22K10",408,612,236,{"$f":"MIN(I839,360/'Roof Bay Analysis'!$I$51*K839)","v":354},11.7,null,null,null,null,null,null,null,null,null,null,null,null,null,null,null,null,null,null,null,null,null,36022.035400000001,36,null,22,"K",10,"22K10",408,612,236,{"$f":"MIN(AP839,360/'Roof Bay Analysis'!$I$51*AR839)","v":354},11.7]
[36022.046699999999,36022.070050000002,36,null,22,"K",11,"22K11",467,700.5,269,{"$f":"MIN(I840,360/'Roof Bay Analysis'!$I$51*K840)","v":403.5},11.9,null,null,null,null,null,null,null,null,null,null,null,null,null,null,null,null,null,null,null,null,null,36022.040350000003,36,null,22,"K",11,"22K11",467,700.5,269,{"$f":"MIN(AP840,360/'Roof Bay Analysis'!$I$51*AR840)","v":403.5},11.9]
[36024.022900000004,36024.034350000002,36,"X",24,"K",4,"24K 4",229,343.5,150,{"$f":"MIN(I841,360/'Roof Bay Analysis'!$I$51*K841)","v":225},7.8,null,null,null,null,null,null,null,null,null,null,null,null,null,null,null,null,null,null,null,null,null,36024.022499999999,36,"X",24,"K",4,"24K 4",229,343.5,150,{"$f":"MIN(AP841,360/'Roof Bay Analysis'!$I$51*AR841)","v":225},7.8]
[36024.025800000003,36024.038699999997,36,null,24,"K",5,"24K 5",258,387,169,{"$f":"MIN(I842,360/'Roof Bay Analysis'!$I$51*K842)","v":253.5},7.9,null,null,null,null,null,null,null,null,null,null,null,null,null,null,null,null,null,null,null,null,null,36024.025350000004,36,null,24,"K",5,"24K 5",258,387,169,{"$f":"MIN(AP842,360/'Roof Bay Analysis'!$I$51*AR842)","v":253.5},7.9]
[36024.028100000003,36024.042150000001,36,null,24,"K",6,"24K 6",281,421.5,183,{"$f":"MIN(I843,360/'Roof Bay Analysis'!$I$51*K843)","v":274.5},8.5,null,null,null,null,null,null,null,null,null,null,null,null,null,null,null,null,null,null,null,null,null,36024.027450000001,36,null,24,"K",6,"24K 6",281,421.5,183,{"$f":"MIN(AP843,360/'Roof Bay Analysis'!$I$51*AR843)","v":274.5},8.5]
[36024.031300000002,36024.046950000004,36,null,24,"K",7,"24K 7",313,469.5,203,{"$f":"MIN(I844,360/'Roof Bay Analysis'!$I$51*K844)","v":304.5},9,null,null,null,null,null,null,null,null,null,null,null,null,null,null,null,null,null,null,null,null,null,36024.030449999998,36,null,24,"K",7,"24K 7",313,469.5,203,{"$f":"MIN(AP844,360/'Roof Bay Analysis'!$I$51*AR844)","v":304.5},9]
[36024.034599999999,36024.051899999999,36,null,24,"K",8,"24K 8",346,519,222,{"$f":"MIN(I845,360/'Roof Bay Analysis'!$I$51*K845)","v":333},9.4,null,null,null,null,null,null,null,null,null,null,null,null,null,null,null,null,null,null,null,null,null,36024.033300000003,36,null,24,"K",8,"24K 8",346,519,222,{"$f":"MIN(AP845,360/'Roof Bay Analysis'!$I$51*AR845)","v":333},9.4]
[36024.037700000001,36024.056550000001,36,null,24,"K",9,"24K 9",377,565.5,241,{"$f":"MIN(I846,360/'Roof Bay Analysis'!$I$51*K846)","v":361.5},10.3,null,null,null,null,null,null,null,null,null,null,null,null,null,null,null,null,null,null,null,null,null,36024.03615,36,null,24,"K",9,"24K 9",377,565.5,241,{"$f":"MIN(AP846,360/'Roof Bay Analysis'!$I$51*AR846)","v":361.5},10.3]
[36024.044699999999,36024.067049999998,36,null,24,"K",10,"24K10",447,670.5,283,{"$f":"MIN(I847,360/'Roof Bay Analysis'!$I$51*K847)","v":424.5},11.7,null,null,null,null,null,null,null,null,null,null,null,null,null,null,null,null,null,null,null,null,null,36024.042450000001,36,null,24,"K",10,"24K10",447,670.5,283,{"$f":"MIN(AP847,360/'Roof Bay Analysis'!$I$51*AR847)","v":424.5},11.7]
[36024.048699999999,36024.073049999999,36,null,24,"K",12,"24K12",487,730.5,306,{"$f":"MIN(I848,360/'Roof Bay Analysis'!$I$51*K848)","v":459},13.5,null,null,null,null,null,null,null,null,null,null,null,null,null,null,null,null,null,null,null,null,null,36024.045899999997,36,null,24,"K",12,"24K12",487,730.5,306,{"$f":"MIN(AP848,360/'Roof Bay Analysis'!$I$51*AR848)","v":459},13.5]
[36026.027999999998,36026.042000000001,36,null,26,"K",5,"26K 5",280,420,199,{"$f":"MIN(I849,360/'Roof Bay Analysis'!$I$51*K849)","v":280},8.1,null,null,null,null,null,null,null,null,null,null,null,null,null,null,null,null,null,null,null,null,null,36026.027999999998,36,null,26,"K",5,"26K 5",280,420,199,{"$f":"MIN(AP849,360/'Roof Bay Analysis'!$I$51*AR849)","v":280},8.1]
[36026.030500000001,36026.045749999997,36,null,26,"K",6,"26K 6",305,457.5,216,{"$f":"MIN(I850,360/'Roof Bay Analysis'!$I$51*K850)","v":305},8.6,null,null,null,null,null,null,null,null,null,null,null,null,null,null,null,null,null,null,null,null,null,36026.030500000001,36,null,26,"K",6,"26K 6",305,457.5,216,{"$f":"MIN(AP850,360/'Roof Bay Analysis'!$I$51*AR850)","v":305},8.6]
[36026.034,36026.050999999999,36,null,26,"K",7,"26K 7",340,510,240,{"$f":"MIN(I851,360/'Roof Bay Analysis'!$I$51*K851)","v":340},9,null,null,null,null,null,null,null,null,null,null,null,null,null,null,null,null,null,null,null,null,null,36026.034,36,null,26,"K",7,"26K 7",340,510,240,{"$f":"MIN(AP851,360/'Roof Bay Analysis'!$I$51*AR851)","v":340},9]
[36026.037600000003,36026.056400000001,36,null,26,"K",8,"26K 8",376,564,263,{"$f":"MIN(I852,360/'Roof Bay Analysis'!$I$51*K852)","v":376},9.6999999999999993,null,null,null,null,null,null,null,null,null,null,null,null,null,null,null,null,null,null,null,null,null,36026.037600000003,36,null,26,"K",8,"26K 8",376,564,263,{"$f":"MIN(AP852,360/'Roof Bay Analysis'!$I$51*AR852)","v":376},9.6999999999999993]
[36026.0409,36026.061350000004,36,null,26,"K",9,"26K 9",409,613.5,284,{"$f":"MIN(I853,360/'Roof Bay Analysis'!$I$51*K853)","v":409},10.4,null,null,null,null,null,null,null,null,null,null,null,null,null,null,null,null,null,null,null,null,null,36026.0409,36,null,26,"K",9,"26K 9",409,613.5,284,{"$f":"MIN(AP853,360/'Roof Bay Analysis'!$I$51*AR853)","v":409},10.4]
[36026.048600000002,36026.072899999999,36,null,26,"K",10,"26K10",486,729,334,{"$f":"MIN(I854,360/'Roof Bay Analysis'!$I$51*K854)","v":486},11.8,null,null,null,null,null,null,null,null,null,null,null,null,null,null,null,null,null,null,null,null,null,36026.048600000002,36,null,26,"K",10,"26K10",486,729,334,{"$f":"MIN(AP854,360/'Roof Bay Analysis'!$I$51*AR854)","v":486},11.8]
[36026.048699999999,36026.073049999999,36,null,26,"K",12,"26K12",487,730.5,334,{"$f":"MIN(I855,360/'Roof Bay Analysis'!$I$51*K855)","v":487},13.7,null,null,null,null,null,null,null,null,null,null,null,null,null,null,null,null,null,null,null,null,null,36026.048699999999,36,null,26,"K",12,"26K12",487,730.5,334,{"$f":"MIN(AP855,360/'Roof Bay Analysis'!$I$51*AR855)","v":487},13.7]
[36028.033000000003,36028.049500000001,36,null,28,"K",6,"28K 6",330,495,252,{"$f":"MIN(I856,360/'Roof Bay Analysis'!$I$51*K856)","v":330},8.9,null,null,null,null,null,null,null,null,null,null,null,null,null,null,null,null,null,null,null,null,null,36028.033000000003,36,null,28,"K",6,"28K 6",330,495,252,{"$f":"MIN(AP856,360/'Roof Bay Analysis'!$I$51*AR856)","v":330},8.9]
[36028.036699999997,36028.055050000003,36,null,28,"K",7,"28K 7",367,550.5,280,{"$f":"MIN(I857,360/'Roof Bay Analysis'!$I$51*K857)","v":367},9.1999999999999993,null,null,null,null,null,null,null,null,null,null,null,null,null,null,null,null,null,null,null,null,null,36028.036699999997,36,null,28,"K",7,"28K 7",367,550.5,280,{"$f":"MIN(AP857,360/'Roof Bay Analysis'!$I$51*AR857)","v":367},9.1999999999999993]
[36028.0406,36028.060899999997,36,null,28,"K",8,"28K 8",406,609,306,{"$f":"MIN(I858,360/'Roof Bay Analysis'!$I$51*K858)","v":406},9.8000000000000007,null,null,null,null,null,null,null,null,null,null,null,null,null,null,null,null,null,null,null,null,null,36028.0406,36,null,28,"K",8,"28K 8",406,609,306,{"$f":"MIN(AP858,360/'Roof Bay Analysis'!$I$51*AR858)","v":406},9.8000000000000007]
[36028.044199999997,36028.066299999999,36,null,28,"K",9,"28K 9",442,663,332,{"$f":"MIN(I859,360/'Roof Bay Analysis'!$I$51*K859)","v":442},10.5,null,null,null,null,null,null,null,null,null,null,null,null,null,null,null,null,null,null,null,null,null,36028.044199999997,36,null,28,"K",9,"28K 9",442,663,332,{"$f":"MIN(AP859,360/'Roof Bay Analysis'!$I$51*AR859)","v":442},10.5]
[36028.048699999999,36028.073049999999,36,null,28,"K",10,"28K10",487,730.5,366,{"$f":"MIN(I860,360/'Roof Bay Analysis'!$I$51*K860)","v":487},11.8,null,null,null,null,null,null,null,null,null,null,null,null,null,null,null,null,null,null,null,null,null,36028.048699999999,36,null,28,"K",10,"28K10",487,730.5,366,{"$f":"MIN(AP860,360/'Roof Bay Analysis'!$I$51*AR860)","v":487},11.8]
[36028.048699999999,36028.073049999999,36,null,28,"K",12,"28K12",487,730.5,366,{"$f":"MIN(I861,360/'Roof Bay Analysis'!$I$51*K861)","v":487},14.5,null,null,null,null,null,null,null,null,null,null,null,null,null,null,null,null,null,null,null,null,null,36028.048699999999,36,null,28,"K",12,"28K12",487,730.5,366,{"$f":"MIN(AP861,360/'Roof Bay Analysis'!$I$51*AR861)","v":487},14.5]
[36030.039499999999,36030.059249999998,36,null,30,"K",7,"30K 7",395,592.5,323,{"$f":"MIN(I862,360/'Roof Bay Analysis'!$I$51*K862)","v":395},9.6,null,null,null,null,null,null,null,null,null,null,null,null,null,null,null,null,null,null,null,null,null,36030.039499999999,36,null,30,"K",7,"30K 7",395,592.5,323,{"$f":"MIN(AP862,360/'Roof Bay Analysis'!$I$51*AR862)","v":395},9.6]
[36030.043599999997,36030.065399999999,36,null,30,"K",8,"30K 8",436,654,353,{"$f":"MIN(I863,360/'Roof Bay Analysis'!$I$51*K863)","v":436},10,null,null,null,null,null,null,null,null,null,null,null,null,null,null,null,null,null,null,null,null,null,36030.043599999997,36,null,30,"K",8,"30K 8",436,654,353,{"$f":"MIN(AP863,360/'Roof Bay Analysis'!$I$51*AR863)","v":436},10]
[36030.047500000001,36030.071250000001,36,null,30,"K",9,"30K 9",475,712.5,383,{"$f":"MIN(I864,360/'Roof Bay Analysis'!$I$51*K864)","v":475},10.6,null,null,null,null,null,null,null,null,null,null,null,null,null,null,null,null,null,null,null,null,null,36030.047500000001,36,null,30,"K",9,"30K 9",475,712.5,383,{"$f":"MIN(AP864,360/'Roof Bay Analysis'!$I$51*AR864)","v":475},10.6]
[36030.048699999999,36030.073049999999,36,null,30,"K",10,"30K10",487,730.5,392,{"$f":"MIN(I865,360/'Roof Bay Analysis'!$I$51*K865)","v":487},11.9,null,null,null,null,null,null,null,null,null,null,null,null,null,null,null,null,null,null,null,null,null,36030.048699999999,36,null,30,"K",10,"30K10",487,730.5,392,{"$f":"MIN(AP865,360/'Roof Bay Analysis'!$I$51*AR865)","v":487},11.9]
[36030.048699999999,36030.073049999999,36,null,30,"K",11,"30K11",487,730.5,392,{"$f":"MIN(I866,360/'Roof Bay Analysis'!$I$51*K866)","v":487},13.3,null,null,null,null,null,null,null,null,null,null,null,null,null,null,null,null,null,null,null,null,null,36030.048699999999,36,null,30,"K",11,"30K11",487,730.5,392,{"$f":"MIN(AP866,360/'Roof Bay Analysis'!$I$51*AR866)","v":487},13.3]
[36030.048699999999,36030.073049999999,36,null,30,"K",12,"30K12",487,730.5,392,{"$f":"MIN(I867,360/'Roof Bay Analysis'!$I$51*K867)","v":487},15,null,null,null,null,null,null,null,null,null,null,null,null,null,null,null,null,null,null,null,null,null,36030.048699999999,36,null,30,"K",12,"30K12",487,730.5,392,{"$f":"MIN(AP867,360/'Roof Bay Analysis'!$I$51*AR867)","v":487},15]
[37020.014799999997,37020.022199999999,37,"X",20,"K",3,"20K 3",148,222,81,{"$f":"MIN(I868,360/'Roof Bay Analysis'!$I$51*K868)","v":121.5},6.5,null,null,null,null,null,null,null,null,null,null,null,null,null,null,null,null,null,null,null,null,null,37020.012150000002,37,"X",20,"K",3,"20K 3",148,222,81,{"$f":"MIN(AP868,360/'Roof Bay Analysis'!$I$51*AR868)","v":121.5},6.5]
[37020.017899999999,37020.026850000002,37,"X",20,"K",4,"20K 4",179,268.5,95,{"$f":"MIN(I869,360/'Roof Bay Analysis'!$I$51*K869)","v":142.5},7.2,null,null,null,null,null,null,null,null,null,null,null,null,null,null,null,null,null,null,null,null,null,37020.01425,37,"X",20,"K",4,"20K 4",179,268.5,95,{"$f":"MIN(AP869,360/'Roof Bay Analysis'!$I$51*AR869)","v":142.5},7.2]
[37020.020199999999,37020.030299999999,37,"X",20,"K",5,"20K 5",202,303,106,{"$f":"MIN(I870,360/'Roof Bay Analysis'!$I$51*K870)","v":159},7.7,null,null,null,null,null,null,null,null,null,null,null,null,null,null,null,null,null,null,null,null,null,37020.015899999999,37,"X",20,"K",5,"20K 5",202,303,106,{"$f":"MIN(AP870,360/'Roof Bay Analysis'!$I$51*AR870)","v":159},7.7]
[37020.021999999997,37020.033000000003,37,"X",20,"K",6,"20K 6",220,330,115,{"$f":"MIN(I871,360/'Roof Bay Analysis'!$I$51*K871)","v":172.5},8.4,null,null,null,null,null,null,null,null,null,null,null,null,null,null,null,null,null,null,null,null,null,37020.017249999997,37,"X",20,"K",6,"20K 6",220,330,115,{"$f":"MIN(AP871,360/'Roof Bay Analysis'!$I$51*AR871)","v":172.5},8.4]
[37020.0245,37020.036749999999,37,null,20,"K",7,"20K 7",245,367.5,128,{"$f":"MIN(I872,360/'Roof Bay Analysis'!$I$51*K872)","v":192},8.9,null,null,null,null,null,null,null,null,null,null,null,null,null,null,null,null,null,null,null,null,null,37020.019200000002,37,null,20,"K",7,"20K 7",245,367.5,128,{"$f":"MIN(AP872,360/'Roof Bay Analysis'!$I$51*AR872)","v":192},8.9]
[37020.029399999999,37020.044099999999,37,null,20,"K",9,"20K 9",294,441,151,{"$f":"MIN(I873,360/'Roof Bay Analysis'!$I$51*K873)","v":226.5},10.1,null,null,null,null,null,null,null,null,null,null,null,null,null,null,null,null,null,null,null,null,null,37020.022649999999,37,null,20,"K",9,"20K 9",294,441,151,{"$f":"MIN(AP873,360/'Roof Bay Analysis'!$I$51*AR873)","v":226.5},10.1]
[37020.034899999999,37020.052349999998,37,null,20,"K",10,"20K10",349,523.5,178,{"$f":"MIN(I874,360/'Roof Bay Analysis'!$I$51*K874)","v":267},11.6,null,null,null,null,null,null,null,null,null,null,null,null,null,null,null,null,null,null,null,null,null,37020.026700000002,37,null,20,"K",10,"20K10",349,523.5,178,{"$f":"MIN(AP874,360/'Roof Bay Analysis'!$I$51*AR874)","v":267},11.6]
[37022.019800000002,37022.029699999999,37,"X",22,"K",4,"22K 4",198,297,116,{"$f":"MIN(I875,360/'Roof Bay Analysis'!$I$51*K875)","v":174},7.3,null,null,null,null,null,null,null,null,null,null,null,null,null,null,null,null,null,null,null,null,null,37022.017399999997,37,"X",22,"K",4,"22K 4",198,297,116,{"$f":"MIN(AP875,360/'Roof Bay Analysis'!$I$51*AR875)","v":174},7.3]
[37022.022299999997,37022.033450000003,37,"X",22,"K",5,"22K 5",223,334.5,130,{"$f":"MIN(I876,360/'Roof Bay Analysis'!$I$51*K876)","v":195},7.7,null,null,null,null,null,null,null,null,null,null,null,null,null,null,null,null,null,null,null,null,null,37022.019500000002,37,"X",22,"K",5,"22K 5",223,334.5,130,{"$f":"MIN(AP876,360/'Roof Bay Analysis'!$I$51*AR876)","v":195},7.7]
[37022.024299999997,37022.03645,37,"X",22,"K",6,"22K 6",243,364.5,141,{"$f":"MIN(I877,360/'Roof Bay Analysis'!$I$51*K877)","v":211.5},8.5,null,null,null,null,null,null,null,null,null,null,null,null,null,null,null,null,null,null,null,null,null,37022.02115,37,"X",22,"K",6,"22K 6",243,364.5,141,{"$f":"MIN(AP877,360/'Roof Bay Analysis'!$I$51*AR877)","v":211.5},8.5]
[37022.027099999999,37022.040650000003,37,null,22,"K",7,"22K 7",271,406.5,156,{"$f":"MIN(I878,360/'Roof Bay Analysis'!$I$51*K878)","v":234},9,null,null,null,null,null,null,null,null,null,null,null,null,null,null,null,null,null,null,null,null,null,37022.023399999998,37,null,22,"K",7,"22K 7",271,406.5,156,{"$f":"MIN(AP878,360/'Roof Bay Analysis'!$I$51*AR878)","v":234},9]
[37022.032500000001,37022.048750000002,37,null,22,"K",9,"22K 9",325,487.5,185,{"$f":"MIN(I879,360/'Roof Bay Analysis'!$I$51*K879)","v":277.5},10.199999999999999,null,null,null,null,null,null,null,null,null,null,null,null,null,null,null,null,null,null,null,null,null,37022.027750000001,37,null,22,"K",9,"22K 9",325,487.5,185,{"$f":"MIN(AP879,360/'Roof Bay Analysis'!$I$51*AR879)","v":277.5},10.199999999999999]
[37022.0386,37022.0579,37,null,22,"K",10,"22K10",386,579,217,{"$f":"MIN(I880,360/'Roof Bay Analysis'!$I$51*K880)","v":325.5},11.7,null,null,null,null,null,null,null,null,null,null,null,null,null,null,null,null,null,null,null,null,null,37022.032550000004,37,null,22,"K",10,"22K10",386,579,217,{"$f":"MIN(AP880,360/'Roof Bay Analysis'!$I$51*AR880)","v":325.5},11.7]
[37022.044199999997,37022.066299999999,37,null,22,"K",11,"22K11",442,663,247,{"$f":"MIN(I881,360/'Roof Bay Analysis'!$I$51*K881)","v":370.5},11.9,null,null,null,null,null,null,null,null,null,null,null,null,null,null,null,null,null,null,null,null,null,37022.037049999999,37,null,22,"K",11,"22K11",442,663,247,{"$f":"MIN(AP881,360/'Roof Bay Analysis'!$I$51*AR881)","v":370.5},11.9]
[37024.0216,37024.032399999996,37,"X",24,"K",4,"24K 4",216,324,138,{"$f":"MIN(I882,360/'Roof Bay Analysis'!$I$51*K882)","v":207},7.8,null,null,null,null,null,null,null,null,null,null,null,null,null,null,null,null,null,null,null,null,null,37024.020700000001,37,"X",24,"K",4,"24K 4",216,324,138,{"$f":"MIN(AP882,360/'Roof Bay Analysis'!$I$51*AR882)","v":207},7.8]
[37024.024400000002,37024.036599999999,37,null,24,"K",5,"24K 5",244,366,155,{"$f":"MIN(I883,360/'Roof Bay Analysis'!$I$51*K883)","v":232.5},7.9,null,null,null,null,null,null,null,null,null,null,null,null,null,null,null,null,null,null,null,null,null,37024.023249999998,37,null,24,"K",5,"24K 5",244,366,155,{"$f":"MIN(AP883,360/'Roof Bay Analysis'!$I$51*AR883)","v":232.5},7.9]
[37024.026599999997,37024.039900000003,37,null,24,"K",6,"24K 6",266,399,169,{"$f":"MIN(I884,360/'Roof Bay Analysis'!$I$51*K884)","v":253.5},8.5,null,null,null,null,null,null,null,null,null,null,null,null,null,null,null,null,null,null,null,null,null,37024.025350000004,37,null,24,"K",6,"24K 6",266,399,169,{"$f":"MIN(AP884,360/'Roof Bay Analysis'!$I$51*AR884)","v":253.5},8.5]
[37024.029600000002,37024.044399999999,37,null,24,"K",7,"24K 7",296,444,187,{"$f":"MIN(I885,360/'Roof Bay Analysis'!$I$51*K885)","v":280.5},9,null,null,null,null,null,null,null,null,null,null,null,null,null,null,null,null,null,null,null,null,null,37024.028050000001,37,null,24,"K",7,"24K 7",296,444,187,{"$f":"MIN(AP885,360/'Roof Bay Analysis'!$I$51*AR885)","v":280.5},9]
[37024.032700000003,37024.049050000001,37,null,24,"K",8,"24K 8",327,490.5,205,{"$f":"MIN(I886,360/'Roof Bay Analysis'!$I$51*K886)","v":307.5},9.4,null,null,null,null,null,null,null,null,null,null,null,null,null,null,null,null,null,null,null,null,null,37024.030749999998,37,null,24,"K",8,"24K 8",327,490.5,205,{"$f":"MIN(AP886,360/'Roof Bay Analysis'!$I$51*AR886)","v":307.5},9.4]
[37024.035600000003,37024.053399999997,37,null,24,"K",9,"24K 9",356,534,222,{"$f":"MIN(I887,360/'Roof Bay Analysis'!$I$51*K887)","v":333},10.3,null,null,null,null,null,null,null,null,null,null,null,null,null,null,null,null,null,null,null,null,null,37024.033300000003,37,null,24,"K",9,"24K 9",356,534,222,{"$f":"MIN(AP887,360/'Roof Bay Analysis'!$I$51*AR887)","v":333},10.3]
[37024.042300000001,37024.063450000001,37,null,24,"K",10,"24K10",423,634.5,260,{"$f":"MIN(I888,360/'Roof Bay Analysis'!$I$51*K888)","v":390},11.7,null,null,null,null,null,null,null,null,null,null,null,null,null,null,null,null,null,null,null,null,null,37024.038999999997,37,null,24,"K",10,"24K10",423,634.5,260,{"$f":"MIN(AP888,360/'Roof Bay Analysis'!$I$51*AR888)","v":390},11.7]
[37024.047400000003,37024.071100000001,37,null,24,"K",12,"24K12",474,711,290,{"$f":"MIN(I889,360/'Roof Bay Analysis'!$I$51*K889)","v":435},13.5,null,null,null,null,null,null,null,null,null,null,null,null,null,null,null,null,null,null,null,null,null,37024.0435,37,null,24,"K",12,"24K12",474,711,290,{"$f":"MIN(AP889,360/'Roof Bay Analysis'!$I$51*AR889)","v":435},13.5]
[37026.0265,37026.039750000004,37,null,26,"K",5,"26K 5",265,397.5,183,{"$f":"MIN(I890,360/'Roof Bay Analysis'!$I$51*K890)","v":265},8.1,null,null,null,null,null,null,null,null,null,null,null,null,null,null,null,null,null,null,null,null,null,37026.0265,37,null,26,"K",5,"26K 5",265,397.5,183,{"$f":"MIN(AP890,360/'Roof Bay Analysis'!$I$51*AR890)","v":265},8.1]
[37026.028899999998,37026.04335,37,null,26,"K",6,"26K 6",289,433.5,199,{"$f":"MIN(I891,360/'Roof Bay Analysis'!$I$51*K891)","v":289},8.6,null,null,null,null,null,null,null,null,null,null,null,null,null,null,null,null,null,null,null,null,null,37026.028899999998,37,null,26,"K",6,"26K 6",289,433.5,199,{"$f":"MIN(AP891,360/'Roof Bay Analysis'!$I$51*AR891)","v":289},8.6]
[37026.032200000001,37026.048300000002,37,null,26,"K",7,"26K 7",322,483,221,{"$f":"MIN(I892,360/'Roof Bay Analysis'!$I$51*K892)","v":322},9,null,null,null,null,null,null,null,null,null,null,null,null,null,null,null,null,null,null,null,null,null,37026.032200000001,37,null,26,"K",7,"26K 7",322,483,221,{"$f":"MIN(AP892,360/'Roof Bay Analysis'!$I$51*AR892)","v":322},9]
[37026.035600000003,37026.053399999997,37,null,26,"K",8,"26K 8",356,534,242,{"$f":"MIN(I893,360/'Roof Bay Analysis'!$I$51*K893)","v":356},9.6999999999999993,null,null,null,null,null,null,null,null,null,null,null,null,null,null,null,null,null,null,null,null,null,37026.035600000003,37,null,26,"K",8,"26K 8",356,534,242,{"$f":"MIN(AP893,360/'Roof Bay Analysis'!$I$51*AR893)","v":356},9.6999999999999993]
[37026.038699999997,37026.05805,37,null,26,"K",9,"26K 9",387,580.5,262,{"$f":"MIN(I894,360/'Roof Bay Analysis'!$I$51*K894)","v":387},10.4,null,null,null,null,null,null,null,null,null,null,null,null,null,null,null,null,null,null,null,null,null,37026.038699999997,37,null,26,"K",9,"26K 9",387,580.5,262,{"$f":"MIN(AP894,360/'Roof Bay Analysis'!$I$51*AR894)","v":387},10.4]
[37026.046000000002,37026.069000000003,37,null,26,"K",10,"26K10",460,690,308,{"$f":"MIN(I895,360/'Roof Bay Analysis'!$I$51*K895)","v":460},11.8,null,null,null,null,null,null,null,null,null,null,null,null,null,null,null,null,null,null,null,null,null,37026.046000000002,37,null,26,"K",10,"26K10",460,690,308,{"$f":"MIN(AP895,360/'Roof Bay Analysis'!$I$51*AR895)","v":460},11.8]
[37026.047400000003,37026.071100000001,37,null,26,"K",12,"26K12",474,711,315,{"$f":"MIN(I896,360/'Roof Bay Analysis'!$I$51*K896)","v":472.5},13.7,null,null,null,null,null,null,null,null,null,null,null,null,null,null,null,null,null,null,null,null,null,37026.047250000003,37,null,26,"K",12,"26K12",474,711,315,{"$f":"MIN(AP896,360/'Roof Bay Analysis'!$I$51*AR896)","v":472.5},13.7]
[37028.031199999998,37028.046799999996,37,null,28,"K",6,"28K 6",312,468,232,{"$f":"MIN(I897,360/'Roof Bay Analysis'!$I$51*K897)","v":312},8.9,null,null,null,null,null,null,null,null,null,null,null,null,null,null,null,null,null,null,null,null,null,37028.031199999998,37,null,28,"K",6,"28K 6",312,468,232,{"$f":"MIN(AP897,360/'Roof Bay Analysis'!$I$51*AR897)","v":312},8.9]
[37028.034800000001,37028.052199999998,37,null,28,"K",7,"28K 7",348,522,257,{"$f":"MIN(I898,360/'Roof Bay Analysis'!$I$51*K898)","v":348},9.1999999999999993,null,null,null,null,null,null,null,null,null,null,null,null,null,null,null,null,null,null,null,null,null,37028.034800000001,37,null,28,"K",7,"28K 7",348,522,257,{"$f":"MIN(AP898,360/'Roof Bay Analysis'!$I$51*AR898)","v":348},9.1999999999999993]
[37028.038399999998,37028.0576,37,null,28,"K",8,"28K 8",384,576,282,{"$f":"MIN(I899,360/'Roof Bay Analysis'!$I$51*K899)","v":384},9.8000000000000007,null,null,null,null,null,null,null,null,null,null,null,null,null,null,null,null,null,null,null,null,null,37028.038399999998,37,null,28,"K",8,"28K 8",384,576,282,{"$f":"MIN(AP899,360/'Roof Bay Analysis'!$I$51*AR899)","v":384},9.8000000000000007]
[{"$f":"C900*1000+E900+I900/10000","v":37028.041799999999},{"$f":"C900*1000+E900+J900/10000","v":37028.062700000002},37,null,28,"K",9,"28K 9",418,{"$f":"1.5*I900","v":627},305,{"$f":"MIN(I900,360/'Roof Bay Analysis'!$I$51*K900)","v":418},10.5,null,null,null,null,null,null,null,null,null,null,null,null,null,null,null,null,null,null,null,null,null,{"$f":"AJ900*1000+AL900+AS900/10000","v":37028.041799999999},37,null,28,"K",9,"28K 9",418,{"$f":"1.5*AP900","v":627},305,{"$f":"MIN(AP900,360/'Roof Bay Analysis'!$I$51*AR900)","v":418},10.5]
[37028.047400000003,37028.071100000001,37,null,{"$f":"VALUE(LEFT(H901,2))","v":28},{"$f":"MID(H901,3,LEN(H901)-4)","v":"K"},{"$f":"VALUE(RIGHT(H901,2))","v":10},"28K10",474,711,344,{"$f":"MIN(I901,360/'Roof Bay Analysis'!$I$51*K901)","v":474},11.8,null,null,null,null,null,null,null,null,null,null,null,null,null,null,null,null,null,null,null,null,null,37028.047400000003,37,null,{"$f":"VALUE(LEFT(AO901,2))","v":28},{"$f":"MID(AO901,3,LEN(AO901)-4)","v":"K"},{"$f":"VALUE(RIGHT(AO901,2))","v":10},"28K10",474,711,344,{"$f":"MIN(AP901,360/'Roof Bay Analysis'!$I$51*AR901)","v":474},11.8]
[37028.047400000003,37028.071100000001,37,null,28,"K",12,"28K12",474,711,344,{"$f":"MIN(I902,360/'Roof Bay Analysis'!$I$51*K902)","v":474},14.5,null,null,null,null,null,null,null,null,null,null,null,null,null,null,null,null,null,null,null,null,null,37028.047400000003,37,null,28,"K",12,"28K12",474,711,344,{"$f":"MIN(AP902,360/'Roof Bay Analysis'!$I$51*AR902)","v":474},14.5]
[37030.037300000004,37030.055950000002,37,null,30,"K",7,"30K 7",373,559.5,297,{"$f":"MIN(I903,360/'Roof Bay Analysis'!$I$51*K903)","v":373},9.6,null,null,null,null,null,null,null,null,null,null,null,null,null,null,null,null,null,null,null,null,null,37030.037300000004,37,null,30,"K",7,"30K 7",373,559.5,297,{"$f":"MIN(AP903,360/'Roof Bay Analysis'!$I$51*AR903)","v":373},9.6]
[37030.041299999997,37030.061950000003,37,null,30,"K",8,"30K 8",413,619.5,325,{"$f":"MIN(I904,360/'Roof Bay Analysis'!$I$51*K904)","v":413},10,null,null,null,null,null,null,null,null,null,null,null,null,null,null,null,null,null,null,null,null,null,37030.041299999997,37,null,30,"K",8,"30K 8",413,619.5,325,{"$f":"MIN(AP904,360/'Roof Bay Analysis'!$I$51*AR904)","v":413},10]
[37030.044900000001,37030.067349999998,37,null,30,"K",9,"30K 9",449,673.5,352,{"$f":"MIN(I905,360/'Roof Bay Analysis'!$I$51*K905)","v":449},10.6,null,null,null,null,null,null,null,null,null,null,null,null,null,null,null,null,null,null,null,null,null,37030.044900000001,37,null,30,"K",9,"30K 9",449,673.5,352,{"$f":"MIN(AP905,360/'Roof Bay Analysis'!$I$51*AR905)","v":449},10.6]
[37030.047400000003,37030.071100000001,37,null,30,"K",10,"30K10",474,711,374,{"$f":"MIN(I906,360/'Roof Bay Analysis'!$I$51*K906)","v":474},11.9,null,null,null,null,null,null,null,null,null,null,null,null,null,null,null,null,null,null,null,null,null,37030.047400000003,37,null,30,"K",10,"30K10",474,711,374,{"$f":"MIN(AP906,360/'Roof Bay Analysis'!$I$51*AR906)","v":474},11.9]
[37030.047400000003,37030.071100000001,37,null,30,"K",11,"30K11",474,711,374,{"$f":"MIN(I907,360/'Roof Bay Analysis'!$I$51*K907)","v":474},13.3,null,null,null,null,null,null,null,null,null,null,null,null,null,null,null,null,null,null,null,null,null,37030.047400000003,37,null,30,"K",11,"30K11",474,711,374,{"$f":"MIN(AP907,360/'Roof Bay Analysis'!$I$51*AR907)","v":474},13.3]
[37030.047400000003,37030.071100000001,37,null,30,"K",12,"30K12",474,711,374,{"$f":"MIN(I908,360/'Roof Bay Analysis'!$I$51*K908)","v":474},15,null,null,null,null,null,null,null,null,null,null,null,null,null,null,null,null,null,null,null,null,null,37030.047400000003,37,null,30,"K",12,"30K12",474,711,374,{"$f":"MIN(AP908,360/'Roof Bay Analysis'!$I$51*AR908)","v":474},15]
[38020.0141,38020.02115,38,"X",20,"K",3,"20K 3",141,211.5,74,{"$f":"MIN(I909,360/'Roof Bay Analysis'!$I$51*K909)","v":111},6.5,null,null,null,null,null,null,null,null,null,null,null,null,null,null,null,null,null,null,null,null,null,38020.011100000003,38,"X",20,"K",3,"20K 3",141,211.5,74,{"$f":"MIN(AP909,360/'Roof Bay Analysis'!$I$51*AR909)","v":111},6.5]
[38020.017,38020.025500000003,38,"X",20,"K",4,"20K 4",170,255,87,{"$f":"MIN(I910,360/'Roof Bay Analysis'!$I$51*K910)","v":130.5},7.2,null,null,null,null,null,null,null,null,null,null,null,null,null,null,null,null,null,null,null,null,null,38020.013050000001,38,"X",20,"K",4,"20K 4",170,255,87,{"$f":"MIN(AP910,360/'Roof Bay Analysis'!$I$51*AR910)","v":130.5},7.2]
[38020.019099999998,38020.02865,38,"X",20,"K",5,"20K 5",191,286.5,98,{"$f":"MIN(I911,360/'Roof Bay Analysis'!$I$51*K911)","v":147},7.7,null,null,null,null,null,null,null,null,null,null,null,null,null,null,null,null,null,null,null,null,null,38020.0147,38,"X",20,"K",5,"20K 5",191,286.5,98,{"$f":"MIN(AP911,360/'Roof Bay Analysis'!$I$51*AR911)","v":147},7.7]
[38020.020799999998,38020.031199999998,38,"X",20,"K",6,"20K 6",208,312,106,{"$f":"MIN(I912,360/'Roof Bay Analysis'!$I$51*K912)","v":159},8.4,null,null,null,null,null,null,null,null,null,null,null,null,null,null,null,null,null,null,null,null,null,38020.015899999999,38,"X",20,"K",6,"20K 6",208,312,106,{"$f":"MIN(AP912,360/'Roof Bay Analysis'!$I$51*AR912)","v":159},8.4]
[38020.023200000003,38020.034800000001,38,null,20,"K",7,"20K 7",232,348,118,{"$f":"MIN(I913,360/'Roof Bay Analysis'!$I$51*K913)","v":177},8.9,null,null,null,null,null,null,null,null,null,null,null,null,null,null,null,null,null,null,null,null,null,38020.017699999997,38,null,20,"K",7,"20K 7",232,348,118,{"$f":"MIN(AP913,360/'Roof Bay Analysis'!$I$51*AR913)","v":177},8.9]
[38020.027900000001,38020.041850000001,38,null,20,"K",9,"20K 9",279,418.5,139,{"$f":"MIN(I914,360/'Roof Bay Analysis'!$I$51*K914)","v":208.5},10.1,null,null,null,null,null,null,null,null,null,null,null,null,null,null,null,null,null,null,null,null,null,38020.020850000001,38,null,20,"K",9,"20K 9",279,418.5,139,{"$f":"MIN(AP914,360/'Roof Bay Analysis'!$I$51*AR914)","v":208.5},10.1]
[38020.033100000001,38020.049650000001,38,null,20,"K",10,"20K10",331,496.5,164,{"$f":"MIN(I915,360/'Roof Bay Analysis'!$I$51*K915)","v":246},11.6,null,null,null,null,null,null,null,null,null,null,null,null,null,null,null,null,null,null,null,null,null,38020.024599999997,38,null,20,"K",10,"20K10",331,496.5,164,{"$f":"MIN(AP915,360/'Roof Bay Analysis'!$I$51*AR915)","v":246},11.6]
[38022.018700000001,38022.028050000001,38,"X",22,"K",4,"22K 4",187,280.5,107,{"$f":"MIN(I916,360/'Roof Bay Analysis'!$I$51*K916)","v":160.5},7.3,null,null,null,null,null,null,null,null,null,null,null,null,null,null,null,null,null,null,null,null,null,38022.016049999998,38,"X",22,"K",4,"22K 4",187,280.5,107,{"$f":"MIN(AP916,360/'Roof Bay Analysis'!$I$51*AR916)","v":160.5},7.3]
[38022.021099999998,38022.031649999997,38,"X",22,"K",5,"22K 5",211,316.5,119,{"$f":"MIN(I917,360/'Roof Bay Analysis'!$I$51*K917)","v":178.5},7.7,null,null,null,null,null,null,null,null,null,null,null,null,null,null,null,null,null,null,null,null,null,38022.017849999997,38,"X",22,"K",5,"22K 5",211,316.5,119,{"$f":"MIN(AP917,360/'Roof Bay Analysis'!$I$51*AR917)","v":178.5},7.7]
[38022.023000000001,38022.034500000002,38,"X",22,"K",6,"22K 6",230,345,130,{"$f":"MIN(I918,360/'Roof Bay Analysis'!$I$51*K918)","v":195},8.5,null,null,null,null,null,null,null,null,null,null,null,null,null,null,null,null,null,null,null,null,null,38022.019500000002,38,"X",22,"K",6,"22K 6",230,345,130,{"$f":"MIN(AP918,360/'Roof Bay Analysis'!$I$51*AR918)","v":195},8.5]
[38022.025600000001,38022.038399999998,38,null,22,"K",7,"22K 7",256,384,144,{"$f":"MIN(I919,360/'Roof Bay Analysis'!$I$51*K919)","v":216},9,null,null,null,null,null,null,null,null,null,null,null,null,null,null,null,null,null,null,null,null,null,38022.0216,38,null,22,"K",7,"22K 7",256,384,144,{"$f":"MIN(AP919,360/'Roof Bay Analysis'!$I$51*AR919)","v":216},9]
[38022.0308,38022.046199999997,38,null,22,"K",9,"22K 9",308,462,170,{"$f":"MIN(I920,360/'Roof Bay Analysis'!$I$51*K920)","v":255},10.199999999999999,null,null,null,null,null,null,null,null,null,null,null,null,null,null,null,null,null,null,null,null,null,38022.025500000003,38,null,22,"K",9,"22K 9",308,462,170,{"$f":"MIN(AP920,360/'Roof Bay Analysis'!$I$51*AR920)","v":255},10.199999999999999]
[38022.036599999999,38022.054900000003,38,null,22,"K",10,"22K10",366,549,200,{"$f":"MIN(I921,360/'Roof Bay Analysis'!$I$51*K921)","v":300},11.7,null,null,null,null,null,null,null,null,null,null,null,null,null,null,null,null,null,null,null,null,null,38022.03,38,null,22,"K",10,"22K10",366,549,200,{"$f":"MIN(AP921,360/'Roof Bay Analysis'!$I$51*AR921)","v":300},11.7]
[38022.041899999997,38022.062850000002,38,null,22,"K",11,"22K11",419,628.5,228,{"$f":"MIN(I922,360/'Roof Bay Analysis'!$I$51*K922)","v":342},11.9,null,null,null,null,null,null,null,null,null,null,null,null,null,null,null,null,null,null,null,null,null,38022.034200000002,38,null,22,"K",11,"22K11",419,628.5,228,{"$f":"MIN(AP922,360/'Roof Bay Analysis'!$I$51*AR922)","v":342},11.9]
[38024.020499999999,38024.030749999998,38,"X",24,"K",4,"24K 4",205,307.5,128,{"$f":"MIN(I923,360/'Roof Bay Analysis'!$I$51*K923)","v":192},7.8,null,null,null,null,null,null,null,null,null,null,null,null,null,null,null,null,null,null,null,null,null,38024.019200000002,38,"X",24,"K",4,"24K 4",205,307.5,128,{"$f":"MIN(AP923,360/'Roof Bay Analysis'!$I$51*AR923)","v":192},7.8]
[38024.023099999999,38024.034650000001,38,"X",24,"K",5,"24K 5",231,346.5,143,{"$f":"MIN(I924,360/'Roof Bay Analysis'!$I$51*K924)","v":214.5},7.9,null,null,null,null,null,null,null,null,null,null,null,null,null,null,null,null,null,null,null,null,null,38024.02145,38,"X",24,"K",5,"24K 5",231,346.5,143,{"$f":"MIN(AP924,360/'Roof Bay Analysis'!$I$51*AR924)","v":214.5},7.9]
[38024.025199999996,38024.037799999998,38,null,24,"K",6,"24K 6",252,378,156,{"$f":"MIN(I925,360/'Roof Bay Analysis'!$I$51*K925)","v":234},8.5,null,null,null,null,null,null,null,null,null,null,null,null,null,null,null,null,null,null,null,null,null,38024.023399999998,38,null,24,"K",6,"24K 6",252,378,156,{"$f":"MIN(AP925,360/'Roof Bay Analysis'!$I$51*AR925)","v":234},8.5]
[38024.028100000003,38024.042150000001,38,null,24,"K",7,"24K 7",281,421.5,172,{"$f":"MIN(I926,360/'Roof Bay Analysis'!$I$51*K926)","v":258},9,null,null,null,null,null,null,null,null,null,null,null,null,null,null,null,null,null,null,null,null,null,38024.025800000003,38,null,24,"K",7,"24K 7",281,421.5,172,{"$f":"MIN(AP926,360/'Roof Bay Analysis'!$I$51*AR926)","v":258},9]
[38024.031000000003,38024.046499999997,38,null,24,"K",8,"24K 8",310,465,189,{"$f":"MIN(I927,360/'Roof Bay Analysis'!$I$51*K927)","v":283.5},9.4,null,null,null,null,null,null,null,null,null,null,null,null,null,null,null,null,null,null,null,null,null,38024.028350000001,38,null,24,"K",8,"24K 8",310,465,189,{"$f":"MIN(AP927,360/'Roof Bay Analysis'!$I$51*AR927)","v":283.5},9.4]
[38024.033799999997,38024.0507,38,null,24,"K",9,"24K 9",338,507,204,{"$f":"MIN(I928,360/'Roof Bay Analysis'!$I$51*K928)","v":306},10.3,null,null,null,null,null,null,null,null,null,null,null,null,null,null,null,null,null,null,null,null,null,38024.030599999998,38,null,24,"K",9,"24K 9",338,507,204,{"$f":"MIN(AP928,360/'Roof Bay Analysis'!$I$51*AR928)","v":306},10.3]
[38024.040099999998,38024.060149999998,38,null,24,"K",10,"24K10",401,601.5,240,{"$f":"MIN(I929,360/'Roof Bay Analysis'!$I$51*K929)","v":360},11.7,null,null,null,null,null,null,null,null,null,null,null,null,null,null,null,null,null,null,null,null,null,38024.036,38,null,24,"K",10,"24K10",401,601.5,240,{"$f":"MIN(AP929,360/'Roof Bay Analysis'!$I$51*AR929)","v":360},11.7]
[38024.0461,38024.069150000003,38,null,24,"K",12,"24K12",461,691.5,275,{"$f":"MIN(I930,360/'Roof Bay Analysis'!$I$51*K930)","v":412.5},13.5,null,null,null,null,null,null,null,null,null,null,null,null,null,null,null,null,null,null,null,null,null,38024.041250000002,38,null,24,"K",12,"24K12",461,691.5,275,{"$f":"MIN(AP930,360/'Roof Bay Analysis'!$I$51*AR930)","v":412.5},13.5]
[38026.025099999999,38026.037649999998,38,"X",26,"K",5,"26K 5",251,376.5,169,{"$f":"MIN(I931,360/'Roof Bay Analysis'!$I$51*K931)","v":251},8.1,null,null,null,null,null,null,null,null,null,null,null,null,null,null,null,null,null,null,null,null,null,38026.025099999999,38,"X",26,"K",5,"26K 5",251,376.5,169,{"$f":"MIN(AP931,360/'Roof Bay Analysis'!$I$51*AR931)","v":251},8.1]
[38026.027399999999,38026.041100000002,38,null,26,"K",6,"26K 6",274,411,184,{"$f":"MIN(I932,360/'Roof Bay Analysis'!$I$51*K932)","v":274},8.6,null,null,null,null,null,null,null,null,null,null,null,null,null,null,null,null,null,null,null,null,null,38026.027399999999,38,null,26,"K",6,"26K 6",274,411,184,{"$f":"MIN(AP932,360/'Roof Bay Analysis'!$I$51*AR932)","v":274},8.6]
[38026.030500000001,38026.045749999997,38,null,26,"K",7,"26K 7",305,457.5,204,{"$f":"MIN(I933,360/'Roof Bay Analysis'!$I$51*K933)","v":305},9,null,null,null,null,null,null,null,null,null,null,null,null,null,null,null,null,null,null,null,null,null,38026.030500000001,38,null,26,"K",7,"26K 7",305,457.5,204,{"$f":"MIN(AP933,360/'Roof Bay Analysis'!$I$51*AR933)","v":305},9]
[38026.0337,38026.05055,38,null,26,"K",8,"26K 8",337,505.5,223,{"$f":"MIN(I934,360/'Roof Bay Analysis'!$I$51*K934)","v":334.5},9.6999999999999993,null,null,null,null,null,null,null,null,null,null,null,null,null,null,null,null,null,null,null,null,null,38026.033450000003,38,null,26,"K",8,"26K 8",337,505.5,223,{"$f":"MIN(AP934,360/'Roof Bay Analysis'!$I$51*AR934)","v":334.5},9.6999999999999993]
[38026.036699999997,38026.055050000003,38,null,26,"K",9,"26K 9",367,550.5,241,{"$f":"MIN(I935,360/'Roof Bay Analysis'!$I$51*K935)","v":361.5},10.4,null,null,null,null,null,null,null,null,null,null,null,null,null,null,null,null,null,null,null,null,null,38026.03615,38,null,26,"K",9,"26K 9",367,550.5,241,{"$f":"MIN(AP935,360/'Roof Bay Analysis'!$I$51*AR935)","v":361.5},10.4]
[38026.043599999997,38026.065399999999,38,null,26,"K",10,"26K10",436,654,284,{"$f":"MIN(I936,360/'Roof Bay Analysis'!$I$51*K936)","v":426},11.8,null,null,null,null,null,null,null,null,null,null,null,null,null,null,null,null,null,null,null,null,null,38026.042600000001,38,null,26,"K",10,"26K10",436,654,284,{"$f":"MIN(AP936,360/'Roof Bay Analysis'!$I$51*AR936)","v":426},11.8]
[38026.0461,38026.069150000003,38,null,26,"K",12,"26K12",461,691.5,299,{"$f":"MIN(I937,360/'Roof Bay Analysis'!$I$51*K937)","v":448.5},13.7,null,null,null,null,null,null,null,null,null,null,null,null,null,null,null,null,null,null,null,null,null,38026.044849999998,38,null,26,"K",12,"26K12",461,691.5,299,{"$f":"MIN(AP937,360/'Roof Bay Analysis'!$I$51*AR937)","v":448.5},13.7]
[38028.029600000002,38028.044399999999,38,null,28,"K",6,"28K 6",296,444,214,{"$f":"MIN(I938,360/'Roof Bay Analysis'!$I$51*K938)","v":296},8.9,null,null,null,null,null,null,null,null,null,null,null,null,null,null,null,null,null,null,null,null,null,38028.029600000002,38,null,28,"K",6,"28K 6",296,444,214,{"$f":"MIN(AP938,360/'Roof Bay Analysis'!$I$51*AR938)","v":296},8.9]
[38028.032899999998,38028.049350000001,38,null,28,"K",7,"28K 7",329,493.5,237,{"$f":"MIN(I939,360/'Roof Bay Analysis'!$I$51*K939)","v":329},9.1999999999999993,null,null,null,null,null,null,null,null,null,null,null,null,null,null,null,null,null,null,null,null,null,38028.032899999998,38,null,28,"K",7,"28K 7",329,493.5,237,{"$f":"MIN(AP939,360/'Roof Bay Analysis'!$I$51*AR939)","v":329},9.1999999999999993]
[38028.036399999997,38028.054600000003,38,null,28,"K",8,"28K 8",364,546,260,{"$f":"MIN(I940,360/'Roof Bay Analysis'!$I$51*K940)","v":364},9.8000000000000007,null,null,null,null,null,null,null,null,null,null,null,null,null,null,null,null,null,null,null,null,null,38028.036399999997,38,null,28,"K",8,"28K 8",364,546,260,{"$f":"MIN(AP940,360/'Roof Bay Analysis'!$I$51*AR940)","v":364},9.8000000000000007]
[38028.039599999996,38028.059399999998,38,null,28,"K",9,"28K 9",396,594,282,{"$f":"MIN(I941,360/'Roof Bay Analysis'!$I$51*K941)","v":396},10.5,null,null,null,null,null,null,null,null,null,null,null,null,null,null,null,null,null,null,null,null,null,38028.039599999996,38,null,28,"K",9,"28K 9",396,594,282,{"$f":"MIN(AP941,360/'Roof Bay Analysis'!$I$51*AR941)","v":396},10.5]
[38028.0461,38028.069150000003,38,null,28,"K",10,"28K10",461,691.5,325,{"$f":"MIN(I942,360/'Roof Bay Analysis'!$I$51*K942)","v":461},11.8,null,null,null,null,null,null,null,null,null,null,null,null,null,null,null,null,null,null,null,null,null,38028.0461,38,null,28,"K",10,"28K10",461,691.5,325,{"$f":"MIN(AP942,360/'Roof Bay Analysis'!$I$51*AR942)","v":461},11.8]
[38028.0461,38028.069150000003,38,null,28,"K",12,"28K12",461,691.5,325,{"$f":"MIN(I943,360/'Roof Bay Analysis'!$I$51*K943)","v":461},14.5,null,null,null,null,null,null,null,null,null,null,null,null,null,null,null,null,null,null,null,null,null,38028.0461,38,null,28,"K",12,"28K12",461,691.5,325,{"$f":"MIN(AP943,360/'Roof Bay Analysis'!$I$51*AR943)","v":461},14.5]
[38030.035400000001,38030.053099999997,38,null,30,"K",7,"30K 7",354,531,274,{"$f":"MIN(I944,360/'Roof Bay Analysis'!$I$51*K944)","v":354},9.6,null,null,null,null,null,null,null,null,null,null,null,null,null,null,null,null,null,null,null,null,null,38030.035400000001,38,null,30,"K",7,"30K 7",354,531,274,{"$f":"MIN(AP944,360/'Roof Bay Analysis'!$I$51*AR944)","v":354},9.6]
[38030.039100000002,38030.058649999999,38,null,30,"K",8,"30K 8",391,586.5,300,{"$f":"MIN(I945,360/'Roof Bay Analysis'!$I$51*K945)","v":391},10,null,null,null,null,null,null,null,null,null,null,null,null,null,null,null,null,null,null,null,null,null,38030.039100000002,38,null,30,"K",8,"30K 8",391,586.5,300,{"$f":"MIN(AP945,360/'Roof Bay Analysis'!$I$51*AR945)","v":391},10]
[38030.042600000001,38030.063900000001,38,null,30,"K",9,"30K 9",426,639,325,{"$f":"MIN(I946,360/'Roof Bay Analysis'!$I$51*K946)","v":426},10.6,null,null,null,null,null,null,null,null,null,null,null,null,null,null,null,null,null,null,null,null,null,38030.042600000001,38,null,30,"K",9,"30K 9",426,639,325,{"$f":"MIN(AP946,360/'Roof Bay Analysis'!$I$51*AR946)","v":426},10.6]
[38030.0461,38030.069150000003,38,null,30,"K",10,"30K10",461,691.5,353,{"$f":"MIN(I947,360/'Roof Bay Analysis'!$I$51*K947)","v":461},11.9,null,null,null,null,null,null,null,null,null,null,null,null,null,null,null,null,null,null,null,null,null,38030.0461,38,null,30,"K",10,"30K10",461,691.5,353,{"$f":"MIN(AP947,360/'Roof Bay Analysis'!$I$51*AR947)","v":461},11.9]
[38030.0461,38030.069150000003,38,null,30,"K",11,"30K11",461,691.5,353,{"$f":"MIN(I948,360/'Roof Bay Analysis'!$I$51*K948)","v":461},13.3,null,null,null,null,null,null,null,null,null,null,null,null,null,null,null,null,null,null,null,null,null,38030.0461,38,null,30,"K",11,"30K11",461,691.5,353,{"$f":"MIN(AP948,360/'Roof Bay Analysis'!$I$51*AR948)","v":461},13.3]
[38030.0461,38030.069150000003,38,null,30,"K",12,"30K12",461,691.5,353,{"$f":"MIN(I949,360/'Roof Bay Analysis'!$I$51*K949)","v":461},15,null,null,null,null,null,null,null,null,null,null,null,null,null,null,null,null,null,null,null,null,null,38030.0461,38,null,30,"K",12,"30K12",461,691.5,353,{"$f":"MIN(AP949,360/'Roof Bay Analysis'!$I$51*AR949)","v":461},15]
[39020.013299999999,39020.019950000002,39,"X",20,"K",3,"20K 3",133,199.5,69,{"$f":"MIN(I950,360/'Roof Bay Analysis'!$I$51*K950)","v":103.5},6.5,null,null,null,null,null,null,null,null,null,null,null,null,null,null,null,null,null,null,null,null,null,39020.010349999997,39,"X",20,"K",3,"20K 3",133,199.5,69,{"$f":"MIN(AP950,360/'Roof Bay Analysis'!$I$51*AR950)","v":103.5},6.5]
[39020.016100000001,39020.024149999997,39,"X",20,"K",4,"20K 4",161,241.5,81,{"$f":"MIN(I951,360/'Roof Bay Analysis'!$I$51*K951)","v":121.5},7.2,null,null,null,null,null,null,null,null,null,null,null,null,null,null,null,null,null,null,null,null,null,39020.012150000002,39,"X",20,"K",4,"20K 4",161,241.5,81,{"$f":"MIN(AP951,360/'Roof Bay Analysis'!$I$51*AR951)","v":121.5},7.2]
[39020.018100000001,39020.027150000002,39,"X",20,"K",5,"20K 5",181,271.5,90,{"$f":"MIN(I952,360/'Roof Bay Analysis'!$I$51*K952)","v":135},7.7,null,null,null,null,null,null,null,null,null,null,null,null,null,null,null,null,null,null,null,null,null,39020.013500000001,39,"X",20,"K",5,"20K 5",181,271.5,90,{"$f":"MIN(AP952,360/'Roof Bay Analysis'!$I$51*AR952)","v":135},7.7]
[39020.019800000002,39020.029699999999,39,"X",20,"K",6,"20K 6",198,297,98,{"$f":"MIN(I953,360/'Roof Bay Analysis'!$I$51*K953)","v":147},8.4,null,null,null,null,null,null,null,null,null,null,null,null,null,null,null,null,null,null,null,null,null,39020.0147,39,"X",20,"K",6,"20K 6",198,297,98,{"$f":"MIN(AP953,360/'Roof Bay Analysis'!$I$51*AR953)","v":147},8.4]
[39020.021999999997,39020.033000000003,39,"X",20,"K",7,"20K 7",220,330,109,{"$f":"MIN(I954,360/'Roof Bay Analysis'!$I$51*K954)","v":163.5},8.9,null,null,null,null,null,null,null,null,null,null,null,null,null,null,null,null,null,null,null,null,null,39020.016349999998,39,"X",20,"K",7,"20K 7",220,330,109,{"$f":"MIN(AP954,360/'Roof Bay Analysis'!$I$51*AR954)","v":163.5},8.9]
[39020.0265,39020.039750000004,39,"X",20,"K",9,"20K 9",265,397.5,129,{"$f":"MIN(I955,360/'Roof Bay Analysis'!$I$51*K955)","v":193.5},10.1,null,null,null,null,null,null,null,null,null,null,null,null,null,null,null,null,null,null,null,null,null,39020.019350000002,39,"X",20,"K",9,"20K 9",265,397.5,129,{"$f":"MIN(AP955,360/'Roof Bay Analysis'!$I$51*AR955)","v":193.5},10.1]
[39020.0314,39020.047100000003,39,null,20,"K",10,"20K10",314,471,151,{"$f":"MIN(I956,360/'Roof Bay Analysis'!$I$51*K956)","v":226.5},11.6,null,null,null,null,null,null,null,null,null,null,null,null,null,null,null,null,null,null,null,null,null,39020.022649999999,39,null,20,"K",10,"20K10",314,471,151,{"$f":"MIN(AP956,360/'Roof Bay Analysis'!$I$51*AR956)","v":226.5},11.6]
[39022.017800000001,39022.026700000002,39,"X",22,"K",4,"22K 4",178,267,98,{"$f":"MIN(I957,360/'Roof Bay Analysis'!$I$51*K957)","v":147},7.3,null,null,null,null,null,null,null,null,null,null,null,null,null,null,null,null,null,null,null,null,null,39022.0147,39,"X",22,"K",4,"22K 4",178,267,98,{"$f":"MIN(AP957,360/'Roof Bay Analysis'!$I$51*AR957)","v":147},7.3]
[39022.019999999997,39022.03,39,"X",22,"K",5,"22K 5",200,300,110,{"$f":"MIN(I958,360/'Roof Bay Analysis'!$I$51*K958)","v":165},7.7,null,null,null,null,null,null,null,null,null,null,null,null,null,null,null,null,null,null,null,null,null,39022.016499999998,39,"X",22,"K",5,"22K 5",200,300,110,{"$f":"MIN(AP958,360/'Roof Bay Analysis'!$I$51*AR958)","v":165},7.7]
[39022.021800000002,39022.032700000003,39,"X",22,"K",6,"22K 6",218,327,120,{"$f":"MIN(I959,360/'Roof Bay Analysis'!$I$51*K959)","v":180},8.5,null,null,null,null,null,null,null,null,null,null,null,null,null,null,null,null,null,null,null,null,null,39022.017999999996,39,"X",22,"K",6,"22K 6",218,327,120,{"$f":"MIN(AP959,360/'Roof Bay Analysis'!$I$51*AR959)","v":180},8.5]
[39022.024299999997,39022.03645,39,null,22,"K",7,"22K 7",243,364.5,133,{"$f":"MIN(I960,360/'Roof Bay Analysis'!$I$51*K960)","v":199.5},9,null,null,null,null,null,null,null,null,null,null,null,null,null,null,null,null,null,null,null,null,null,39022.019950000002,39,null,22,"K",7,"22K 7",243,364.5,133,{"$f":"MIN(AP960,360/'Roof Bay Analysis'!$I$51*AR960)","v":199.5},9]
[39022.029199999997,39022.043799999999,39,null,22,"K",9,"22K 9",292,438,157,{"$f":"MIN(I961,360/'Roof Bay Analysis'!$I$51*K961)","v":235.5},10.199999999999999,null,null,null,null,null,null,null,null,null,null,null,null,null,null,null,null,null,null,null,null,null,39022.023549999998,39,null,22,"K",9,"22K 9",292,438,157,{"$f":"MIN(AP961,360/'Roof Bay Analysis'!$I$51*AR961)","v":235.5},10.199999999999999]
[39022.034699999997,39022.052049999998,39,null,22,"K",10,"22K10",347,520.5,185,{"$f":"MIN(I962,360/'Roof Bay Analysis'!$I$51*K962)","v":277.5},11.7,null,null,null,null,null,null,null,null,null,null,null,null,null,null,null,null,null,null,null,null,null,39022.027750000001,39,null,22,"K",10,"22K10",347,520.5,185,{"$f":"MIN(AP962,360/'Roof Bay Analysis'!$I$51*AR962)","v":277.5},11.7]
[39022.039700000001,39022.059549999998,39,null,22,"K",11,"22K11",397,595.5,211,{"$f":"MIN(I963,360/'Roof Bay Analysis'!$I$51*K963)","v":316.5},11.9,null,null,null,null,null,null,null,null,null,null,null,null,null,null,null,null,null,null,null,null,null,39022.031649999997,39,null,22,"K",11,"22K11",397,595.5,211,{"$f":"MIN(AP963,360/'Roof Bay Analysis'!$I$51*AR963)","v":316.5},11.9]
[{"$f":"C964*1000+E964+I964/10000","v":39024.019500000002},{"$f":"C964*1000+E964+J964/10000","v":39024.02925},39,"X",24,"K",4,"24K 4",195,{"$f":"1.5*I964","v":292.5},118,{"$f":"MIN(I964,360/'Roof Bay Analysis'!$I$51*K964)","v":177},7.8,null,null,null,null,null,null,null,null,null,null,null,null,null,null,null,null,null,null,null,null,null,{"$f":"AJ964*1000+AL964+AS964/10000","v":39024.017699999997},39,"X",24,"K",4,"24K 4",195,{"$f":"1.5*AP964","v":292.5},118,{"$f":"MIN(AP964,360/'Roof Bay Analysis'!$I$51*AR964)","v":177},7.8]
[39024.0219,39024.032850000003,39,"X",{"$f":"VALUE(LEFT(H965,2))","v":24},{"$f":"MID(H965,3,LEN(H965)-4)","v":"K"},{"$f":"VALUE(RIGHT(H965,2))","v":5},"24K 5",219,328.5,132,{"$f":"MIN(I965,360/'Roof Bay Analysis'!$I$51*K965)","v":198},7.9,null,null,null,null,null,null,null,null,null,null,null,null,null,null,null,null,null,null,null,null,null,39024.019800000002,39,"X",{"$f":"VALUE(LEFT(AO965,2))","v":24},{"$f":"MID(AO965,3,LEN(AO965)-4)","v":"K"},{"$f":"VALUE(RIGHT(AO965,2))","v":5},"24K 5",219,328.5,132,{"$f":"MIN(AP965,360/'Roof Bay Analysis'!$I$51*AR965)","v":198},7.9]
[39024.0239,39024.03585,39,"X",24,"K",6,"24K 6",239,358.5,144,{"$f":"MIN(I966,360/'Roof Bay Analysis'!$I$51*K966)","v":216},8.5,null,null,null,null,null,null,null,null,null,null,null,null,null,null,null,null,null,null,null,null,null,39024.0216,39,"X",24,"K",6,"24K 6",239,358.5,144,{"$f":"MIN(AP966,360/'Roof Bay Analysis'!$I$51*AR966)","v":216},8.5]
[39024.026599999997,39024.039900000003,39,null,24,"K",7,"24K 7",266,399,159,{"$f":"MIN(I967,360/'Roof Bay Analysis'!$I$51*K967)","v":238.5},9,null,null,null,null,null,null,null,null,null,null,null,null,null,null,null,null,null,null,null,null,null,39024.023849999998,39,null,24,"K",7,"24K 7",266,399,159,{"$f":"MIN(AP967,360/'Roof Bay Analysis'!$I$51*AR967)","v":238.5},9]
[39024.029399999999,39024.044099999999,39,null,24,"K",8,"24K 8",294,441,174,{"$f":"MIN(I968,360/'Roof Bay Analysis'!$I$51*K968)","v":261},9.4,null,null,null,null,null,null,null,null,null,null,null,null,null,null,null,null,null,null,null,null,null,39024.026100000003,39,null,24,"K",8,"24K 8",294,441,174,{"$f":"MIN(AP968,360/'Roof Bay Analysis'!$I$51*AR968)","v":261},9.4]
[39024.031999999999,39024.048000000003,39,null,24,"K",9,"24K 9",320,480,189,{"$f":"MIN(I969,360/'Roof Bay Analysis'!$I$51*K969)","v":283.5},10.3,null,null,null,null,null,null,null,null,null,null,null,null,null,null,null,null,null,null,null,null,null,39024.028350000001,39,null,24,"K",9,"24K 9",320,480,189,{"$f":"MIN(AP969,360/'Roof Bay Analysis'!$I$51*AR969)","v":283.5},10.3]
[39024.038,39024.057000000001,39,null,24,"K",10,"24K10",380,570,222,{"$f":"MIN(I970,360/'Roof Bay Analysis'!$I$51*K970)","v":333},11.7,null,null,null,null,null,null,null,null,null,null,null,null,null,null,null,null,null,null,null,null,null,39024.033300000003,39,null,24,"K",10,"24K10",380,570,222,{"$f":"MIN(AP970,360/'Roof Bay Analysis'!$I$51*AR970)","v":333},11.7]
[39024.044900000001,39024.067349999998,39,null,24,"K",12,"24K12",449,673.5,261,{"$f":"MIN(I971,360/'Roof Bay Analysis'!$I$51*K971)","v":391.5},13.5,null,null,null,null,null,null,null,null,null,null,null,null,null,null,null,null,null,null,null,null,null,39024.039149999997,39,null,24,"K",12,"24K12",449,673.5,261,{"$f":"MIN(AP971,360/'Roof Bay Analysis'!$I$51*AR971)","v":391.5},13.5]
[39026.023800000003,39026.0357,39,"X",26,"K",5,"26K 5",238,357,156,{"$f":"MIN(I972,360/'Roof Bay Analysis'!$I$51*K972)","v":234},8.1,null,null,null,null,null,null,null,null,null,null,null,null,null,null,null,null,null,null,null,null,null,39026.023399999998,39,"X",26,"K",5,"26K 5",238,357,156,{"$f":"MIN(AP972,360/'Roof Bay Analysis'!$I$51*AR972)","v":234},8.1]
[39026.025999999998,39026.038999999997,39,"X",26,"K",6,"26K 6",260,390,170,{"$f":"MIN(I973,360/'Roof Bay Analysis'!$I$51*K973)","v":255},8.6,null,null,null,null,null,null,null,null,null,null,null,null,null,null,null,null,null,null,null,null,null,39026.025500000003,39,"X",26,"K",6,"26K 6",260,390,170,{"$f":"MIN(AP973,360/'Roof Bay Analysis'!$I$51*AR973)","v":255},8.6]
[39026.028899999998,39026.04335,39,null,26,"K",7,"26K 7",289,433.5,188,{"$f":"MIN(I974,360/'Roof Bay Analysis'!$I$51*K974)","v":282},9,null,null,null,null,null,null,null,null,null,null,null,null,null,null,null,null,null,null,null,null,null,39026.028200000001,39,null,26,"K",7,"26K 7",289,433.5,188,{"$f":"MIN(AP974,360/'Roof Bay Analysis'!$I$51*AR974)","v":282},9]
[39026.031999999999,39026.048000000003,39,null,26,"K",8,"26K 8",320,480,206,{"$f":"MIN(I975,360/'Roof Bay Analysis'!$I$51*K975)","v":309},9.6999999999999993,null,null,null,null,null,null,null,null,null,null,null,null,null,null,null,null,null,null,null,null,null,39026.030899999998,39,null,26,"K",8,"26K 8",320,480,206,{"$f":"MIN(AP975,360/'Roof Bay Analysis'!$I$51*AR975)","v":309},9.6999999999999993]
[39026.034800000001,39026.052199999998,39,null,26,"K",9,"26K 9",348,522,223,{"$f":"MIN(I976,360/'Roof Bay Analysis'!$I$51*K976)","v":334.5},10.4,null,null,null,null,null,null,null,null,null,null,null,null,null,null,null,null,null,null,null,null,null,39026.033450000003,39,null,26,"K",9,"26K 9",348,522,223,{"$f":"MIN(AP976,360/'Roof Bay Analysis'!$I$51*AR976)","v":334.5},10.4]
[39026.041299999997,39026.061950000003,39,null,26,"K",10,"26K10",413,619.5,262,{"$f":"MIN(I977,360/'Roof Bay Analysis'!$I$51*K977)","v":393},11.8,null,null,null,null,null,null,null,null,null,null,null,null,null,null,null,null,null,null,null,null,null,39026.039299999997,39,null,26,"K",10,"26K10",413,619.5,262,{"$f":"MIN(AP977,360/'Roof Bay Analysis'!$I$51*AR977)","v":393},11.8]
[39026.044900000001,39026.067349999998,39,null,26,"K",12,"26K12",449,673.5,283,{"$f":"MIN(I978,360/'Roof Bay Analysis'!$I$51*K978)","v":424.5},13.7,null,null,null,null,null,null,null,null,null,null,null,null,null,null,null,null,null,null,null,null,null,39026.042450000001,39,null,26,"K",12,"26K12",449,673.5,283,{"$f":"MIN(AP978,360/'Roof Bay Analysis'!$I$51*AR978)","v":424.5},13.7]
[39028.027999999998,39028.042000000001,39,null,28,"K",6,"28K 6",280,420,198,{"$f":"MIN(I979,360/'Roof Bay Analysis'!$I$51*K979)","v":280},8.9,null,null,null,null,null,null,null,null,null,null,null,null,null,null,null,null,null,null,null,null,null,39028.027999999998,39,null,28,"K",6,"28K 6",280,420,198,{"$f":"MIN(AP979,360/'Roof Bay Analysis'!$I$51*AR979)","v":280},8.9]
[39028.031300000002,39028.046950000004,39,null,28,"K",7,"28K 7",313,469.5,219,{"$f":"MIN(I980,360/'Roof Bay Analysis'!$I$51*K980)","v":313},9.1999999999999993,null,null,null,null,null,null,null,null,null,null,null,null,null,null,null,null,null,null,null,null,null,39028.031300000002,39,null,28,"K",7,"28K 7",313,469.5,219,{"$f":"MIN(AP980,360/'Roof Bay Analysis'!$I$51*AR980)","v":313},9.1999999999999993]
[39028.034599999999,39028.051899999999,39,null,28,"K",8,"28K 8",346,519,240,{"$f":"MIN(I981,360/'Roof Bay Analysis'!$I$51*K981)","v":346},9.8000000000000007,null,null,null,null,null,null,null,null,null,null,null,null,null,null,null,null,null,null,null,null,null,39028.034599999999,39,null,28,"K",8,"28K 8",346,519,240,{"$f":"MIN(AP981,360/'Roof Bay Analysis'!$I$51*AR981)","v":346},9.8000000000000007]
[39028.037600000003,39028.056400000001,39,null,28,"K",9,"28K 9",376,564,260,{"$f":"MIN(I982,360/'Roof Bay Analysis'!$I$51*K982)","v":376},10.5,null,null,null,null,null,null,null,null,null,null,null,null,null,null,null,null,null,null,null,null,null,39028.037600000003,39,null,28,"K",9,"28K 9",376,564,260,{"$f":"MIN(AP982,360/'Roof Bay Analysis'!$I$51*AR982)","v":376},10.5]
[39028.044699999999,39028.067049999998,39,null,28,"K",10,"28K10",447,670.5,306,{"$f":"MIN(I983,360/'Roof Bay Analysis'!$I$51*K983)","v":447},11.8,null,null,null,null,null,null,null,null,null,null,null,null,null,null,null,null,null,null,null,null,null,39028.044699999999,39,null,28,"K",10,"28K10",447,670.5,306,{"$f":"MIN(AP983,360/'Roof Bay Analysis'!$I$51*AR983)","v":447},11.8]
[39028.044900000001,39028.067349999998,39,null,28,"K",12,"28K12",449,673.5,308,{"$f":"MIN(I984,360/'Roof Bay Analysis'!$I$51*K984)","v":449},14.5,null,null,null,null,null,null,null,null,null,null,null,null,null,null,null,null,null,null,null,null,null,39028.044900000001,39,null,28,"K",12,"28K12",449,673.5,308,{"$f":"MIN(AP984,360/'Roof Bay Analysis'!$I$51*AR984)","v":449},14.5]
[39030.033600000002,39030.0504,39,null,30,"K",7,"30K 7",336,504,253,{"$f":"MIN(I985,360/'Roof Bay Analysis'!$I$51*K985)","v":336},9.6,null,null,null,null,null,null,null,null,null,null,null,null,null,null,null,null,null,null,null,null,null,39030.033600000002,39,null,30,"K",7,"30K 7",336,504,253,{"$f":"MIN(AP985,360/'Roof Bay Analysis'!$I$51*AR985)","v":336},9.6]
[39030.037100000001,39030.055650000002,39,null,30,"K",8,"30K 8",371,556.5,277,{"$f":"MIN(I986,360/'Roof Bay Analysis'!$I$51*K986)","v":371},10,null,null,null,null,null,null,null,null,null,null,null,null,null,null,null,null,null,null,null,null,null,39030.037100000001,39,null,30,"K",8,"30K 8",371,556.5,277,{"$f":"MIN(AP986,360/'Roof Bay Analysis'!$I$51*AR986)","v":371},10]
[39030.040399999998,39030.060599999997,39,null,30,"K",9,"30K 9",404,606,300,{"$f":"MIN(I987,360/'Roof Bay Analysis'!$I$51*K987)","v":404},10.6,null,null,null,null,null,null,null,null,null,null,null,null,null,null,null,null,null,null,null,null,null,39030.040399999998,39,null,30,"K",9,"30K 9",404,606,300,{"$f":"MIN(AP987,360/'Roof Bay Analysis'!$I$51*AR987)","v":404},10.6]
[39030.044900000001,39030.067349999998,39,null,30,"K",10,"30K10",449,673.5,333,{"$f":"MIN(I988,360/'Roof Bay Analysis'!$I$51*K988)","v":449},11.9,null,null,null,null,null,null,null,null,null,null,null,null,null,null,null,null,null,null,null,null,null,39030.044900000001,39,null,30,"K",10,"30K10",449,673.5,333,{"$f":"MIN(AP988,360/'Roof Bay Analysis'!$I$51*AR988)","v":449},11.9]
[39030.044900000001,39030.067349999998,39,null,30,"K",11,"30K11",449,673.5,333,{"$f":"MIN(I989,360/'Roof Bay Analysis'!$I$51*K989)","v":449},13.3,null,null,null,null,null,null,null,null,null,null,null,null,null,null,null,null,null,null,null,null,null,39030.044900000001,39,null,30,"K",11,"30K11",449,673.5,333,{"$f":"MIN(AP989,360/'Roof Bay Analysis'!$I$51*AR989)","v":449},13.3]
[39030.044900000001,39030.067349999998,39,null,30,"K",12,"30K12",449,673.5,333,{"$f":"MIN(I990,360/'Roof Bay Analysis'!$I$51*K990)","v":449},15,null,null,null,null,null,null,null,null,null,null,null,null,null,null,null,null,null,null,null,null,null,39030.044900000001,39,null,30,"K",12,"30K12",449,673.5,333,{"$f":"MIN(AP990,360/'Roof Bay Analysis'!$I$51*AR990)","v":449},15]
[40020.012699999999,40020.019050000003,40,"X",20,"K",3,"20K 3",127,190.5,64,{"$f":"MIN(I991,360/'Roof Bay Analysis'!$I$51*K991)","v":96},6.5,null,null,null,null,null,null,null,null,null,null,null,null,null,null,null,null,null,null,null,null,null,40020.009599999998,40,"X",20,"K",3,"20K 3",127,190.5,64,{"$f":"MIN(AP991,360/'Roof Bay Analysis'!$I$51*AR991)","v":96},6.5]
[40020.015299999999,40020.022949999999,40,"X",20,"K",4,"20K 4",153,229.5,75,{"$f":"MIN(I992,360/'Roof Bay Analysis'!$I$51*K992)","v":112.5},7.2,null,null,null,null,null,null,null,null,null,null,null,null,null,null,null,null,null,null,null,null,null,40020.011250000003,40,"X",20,"K",4,"20K 4",153,229.5,75,{"$f":"MIN(AP992,360/'Roof Bay Analysis'!$I$51*AR992)","v":112.5},7.2]
[40020.017200000002,40020.025800000003,40,"X",20,"K",5,"20K 5",172,258,84,{"$f":"MIN(I993,360/'Roof Bay Analysis'!$I$51*K993)","v":126},7.7,null,null,null,null,null,null,null,null,null,null,null,null,null,null,null,null,null,null,null,null,null,40020.012600000002,40,"X",20,"K",5,"20K 5",172,258,84,{"$f":"MIN(AP993,360/'Roof Bay Analysis'!$I$51*AR993)","v":126},7.7]
[40020.018799999998,40020.028200000001,40,"X",20,"K",6,"20K 6",188,282,91,{"$f":"MIN(I994,360/'Roof Bay Analysis'!$I$51*K994)","v":136.5},8.4,null,null,null,null,null,null,null,null,null,null,null,null,null,null,null,null,null,null,null,null,null,40020.013650000001,40,"X",20,"K",6,"20K 6",188,282,91,{"$f":"MIN(AP994,360/'Roof Bay Analysis'!$I$51*AR994)","v":136.5},8.4]
[40020.020900000003,40020.031349999997,40,"X",20,"K",7,"20K 7",209,313.5,101,{"$f":"MIN(I995,360/'Roof Bay Analysis'!$I$51*K995)","v":151.5},8.9,null,null,null,null,null,null,null,null,null,null,null,null,null,null,null,null,null,null,null,null,null,40020.015149999999,40,"X",20,"K",7,"20K 7",209,313.5,101,{"$f":"MIN(AP995,360/'Roof Bay Analysis'!$I$51*AR995)","v":151.5},8.9]
[40020.025099999999,40020.037649999998,40,"X",20,"K",9,"20K 9",251,376.5,119,{"$f":"MIN(I996,360/'Roof Bay Analysis'!$I$51*K996)","v":178.5},10.1,null,null,null,null,null,null,null,null,null,null,null,null,null,null,null,null,null,null,null,null,null,40020.017849999997,40,"X",20,"K",9,"20K 9",251,376.5,119,{"$f":"MIN(AP996,360/'Roof Bay Analysis'!$I$51*AR996)","v":178.5},10.1]
[40020.029799999997,40020.044699999999,40,null,20,"K",10,"20K10",298,447,140,{"$f":"MIN(I997,360/'Roof Bay Analysis'!$I$51*K997)","v":210},11.6,null,null,null,null,null,null,null,null,null,null,null,null,null,null,null,null,null,null,null,null,null,40020.021000000001,40,null,20,"K",10,"20K10",298,447,140,{"$f":"MIN(AP997,360/'Roof Bay Analysis'!$I$51*AR997)","v":210},11.6]
[40022.016900000002,40022.025350000004,40,"X",22,"K",4,"22K 4",169,253.5,91,{"$f":"MIN(I998,360/'Roof Bay Analysis'!$I$51*K998)","v":136.5},7.3,null,null,null,null,null,null,null,null,null,null,null,null,null,null,null,null,null,null,null,null,null,40022.013650000001,40,"X",22,"K",4,"22K 4",169,253.5,91,{"$f":"MIN(AP998,360/'Roof Bay Analysis'!$I$51*AR998)","v":136.5},7.3]
[40022.019,40022.0285,40,"X",22,"K",5,"22K 5",190,285,102,{"$f":"MIN(I999,360/'Roof Bay Analysis'!$I$51*K999)","v":153},7.7,null,null,null,null,null,null,null,null,null,null,null,null,null,null,null,null,null,null,null,null,null,40022.015299999999,40,"X",22,"K",5,"22K 5",190,285,102,{"$f":"MIN(AP999,360/'Roof Bay Analysis'!$I$51*AR999)","v":153},7.7]
[40022.020700000001,40022.031049999998,40,"X",22,"K",6,"22K 6",207,310.5,111,{"$f":"MIN(I1000,360/'Roof Bay Analysis'!$I$51*K1000)","v":166.5},8.5,null,null,null,null,null,null,null,null,null,null,null,null,null,null,null,null,null,null,null,null,null,40022.016649999998,40,"X",22,"K",6,"22K 6",207,310.5,111,{"$f":"MIN(AP1000,360/'Roof Bay Analysis'!$I$51*AR1000)","v":166.5},8.5]
[40022.023099999999,40022.034650000001,40,"X",22,"K",7,"22K 7",231,346.5,123,{"$f":"MIN(I1001,360/'Roof Bay Analysis'!$I$51*K1001)","v":184.5},9,null,null,null,null,null,null,null,null,null,null,null,null,null,null,null,null,null,null,null,null,null,40022.018450000003,40,"X",22,"K",7,"22K 7",231,346.5,123,{"$f":"MIN(AP1001,360/'Roof Bay Analysis'!$I$51*AR1001)","v":184.5},9]
[40022.027800000003,40022.041700000002,40,"X",22,"K",9,"22K 9",278,417,146,{"$f":"MIN(I1002,360/'Roof Bay Analysis'!$I$51*K1002)","v":219},10.199999999999999,null,null,null,null,null,null,null,null,null,null,null,null,null,null,null,null,null,null,null,null,null,40022.0219,40,"X",22,"K",9,"22K 9",278,417,146,{"$f":"MIN(AP1002,360/'Roof Bay Analysis'!$I$51*AR1002)","v":219},10.199999999999999]
[40022.033000000003,40022.049500000001,40,null,22,"K",10,"22K10",330,495,171,{"$f":"MIN(I1003,360/'Roof Bay Analysis'!$I$51*K1003)","v":256.5},11.7,null,null,null,null,null,null,null,null,null,null,null,null,null,null,null,null,null,null,null,null,null,40022.025650000003,40,null,22,"K",10,"22K10",330,495,171,{"$f":"MIN(AP1003,360/'Roof Bay Analysis'!$I$51*AR1003)","v":256.5},11.7]
[40022.037700000001,40022.056550000001,40,null,22,"K",11,"22K11",377,565.5,195,{"$f":"MIN(I1004,360/'Roof Bay Analysis'!$I$51*K1004)","v":292.5},11.9,null,null,null,null,null,null,null,null,null,null,null,null,null,null,null,null,null,null,null,null,null,40022.02925,40,null,22,"K",11,"22K11",377,565.5,195,{"$f":"MIN(AP1004,360/'Roof Bay Analysis'!$I$51*AR1004)","v":292.5},11.9]
[40024.018499999998,40024.027750000001,40,"X",24,"K",4,"24K 4",185,277.5,109,{"$f":"MIN(I1005,360/'Roof Bay Analysis'!$I$51*K1005)","v":163.5},7.8,null,null,null,null,null,null,null,null,null,null,null,null,null,null,null,null,null,null,null,null,null,40024.016349999998,40,"X",24,"K",4,"24K 4",185,277.5,109,{"$f":"MIN(AP1005,360/'Roof Bay Analysis'!$I$51*AR1005)","v":163.5},7.8]
[40024.020799999998,40024.031199999998,40,"X",24,"K",5,"24K 5",208,312,122,{"$f":"MIN(I1006,360/'Roof Bay Analysis'!$I$51*K1006)","v":183},7.9,null,null,null,null,null,null,null,null,null,null,null,null,null,null,null,null,null,null,null,null,null,40024.018300000003,40,"X",24,"K",5,"24K 5",208,312,122,{"$f":"MIN(AP1006,360/'Roof Bay Analysis'!$I$51*AR1006)","v":183},7.9]
[40024.022700000001,40024.034050000002,40,"X",24,"K",6,"24K 6",227,340.5,133,{"$f":"MIN(I1007,360/'Roof Bay Analysis'!$I$51*K1007)","v":199.5},8.5,null,null,null,null,null,null,null,null,null,null,null,null,null,null,null,null,null,null,null,null,null,40024.019950000002,40,"X",24,"K",6,"24K 6",227,340.5,133,{"$f":"MIN(AP1007,360/'Roof Bay Analysis'!$I$51*AR1007)","v":199.5},8.5]
[40024.025300000001,40024.037949999998,40,null,24,"K",7,"24K 7",253,379.5,148,{"$f":"MIN(I1008,360/'Roof Bay Analysis'!$I$51*K1008)","v":222},9,null,null,null,null,null,null,null,null,null,null,null,null,null,null,null,null,null,null,null,null,null,40024.022199999999,40,null,24,"K",7,"24K 7",253,379.5,148,{"$f":"MIN(AP1008,360/'Roof Bay Analysis'!$I$51*AR1008)","v":222},9]
[40024.027999999998,40024.042000000001,40,null,24,"K",8,"24K 8",280,420,161,{"$f":"MIN(I1009,360/'Roof Bay Analysis'!$I$51*K1009)","v":241.5},9.4,null,null,null,null,null,null,null,null,null,null,null,null,null,null,null,null,null,null,null,null,null,40024.024149999997,40,null,24,"K",8,"24K 8",280,420,161,{"$f":"MIN(AP1009,360/'Roof Bay Analysis'!$I$51*AR1009)","v":241.5},9.4]
[40024.030400000003,40024.045599999998,40,null,24,"K",9,"24K 9",304,456,175,{"$f":"MIN(I1010,360/'Roof Bay Analysis'!$I$51*K1010)","v":262.5},10.3,null,null,null,null,null,null,null,null,null,null,null,null,null,null,null,null,null,null,null,null,null,40024.026250000003,40,null,24,"K",9,"24K 9",304,456,175,{"$f":"MIN(AP1010,360/'Roof Bay Analysis'!$I$51*AR1010)","v":262.5},10.3]
[40024.036099999998,40024.054150000004,40,null,24,"K",10,"24K10",361,541.5,206,{"$f":"MIN(I1011,360/'Roof Bay Analysis'!$I$51*K1011)","v":309},11.7,null,null,null,null,null,null,null,null,null,null,null,null,null,null,null,null,null,null,null,null,null,40024.030899999998,40,null,24,"K",10,"24K10",361,541.5,206,{"$f":"MIN(AP1011,360/'Roof Bay Analysis'!$I$51*AR1011)","v":309},11.7]
[40024.043799999999,40024.065699999999,40,null,24,"K",12,"24K12",438,657,247,{"$f":"MIN(I1012,360/'Roof Bay Analysis'!$I$51*K1012)","v":370.5},13.5,null,null,null,null,null,null,null,null,null,null,null,null,null,null,null,null,null,null,null,null,null,40024.037049999999,40,null,24,"K",12,"24K12",438,657,247,{"$f":"MIN(AP1012,360/'Roof Bay Analysis'!$I$51*AR1012)","v":370.5},13.5]
[40026.022700000001,40026.034050000002,40,"X",26,"K",5,"26K 5",227,340.5,145,{"$f":"MIN(I1013,360/'Roof Bay Analysis'!$I$51*K1013)","v":217.5},8.1,null,null,null,null,null,null,null,null,null,null,null,null,null,null,null,null,null,null,null,null,null,40026.02175,40,"X",26,"K",5,"26K 5",227,340.5,145,{"$f":"MIN(AP1013,360/'Roof Bay Analysis'!$I$51*AR1013)","v":217.5},8.1]
[40026.024700000002,40026.037049999999,40,"X",26,"K",6,"26K 6",247,370.5,157,{"$f":"MIN(I1014,360/'Roof Bay Analysis'!$I$51*K1014)","v":235.5},8.6,null,null,null,null,null,null,null,null,null,null,null,null,null,null,null,null,null,null,null,null,null,40026.023549999998,40,"X",26,"K",6,"26K 6",247,370.5,157,{"$f":"MIN(AP1014,360/'Roof Bay Analysis'!$I$51*AR1014)","v":235.5},8.6]
[40026.027499999997,40026.041250000002,40,null,26,"K",7,"26K 7",275,412.5,174,{"$f":"MIN(I1015,360/'Roof Bay Analysis'!$I$51*K1015)","v":261},9,null,null,null,null,null,null,null,null,null,null,null,null,null,null,null,null,null,null,null,null,null,40026.026100000003,40,null,26,"K",7,"26K 7",275,412.5,174,{"$f":"MIN(AP1015,360/'Roof Bay Analysis'!$I$51*AR1015)","v":261},9]
[40026.030400000003,40026.045599999998,40,null,26,"K",8,"26K 8",304,456,191,{"$f":"MIN(I1016,360/'Roof Bay Analysis'!$I$51*K1016)","v":286.5},9.6999999999999993,null,null,null,null,null,null,null,null,null,null,null,null,null,null,null,null,null,null,null,null,null,40026.02865,40,null,26,"K",8,"26K 8",304,456,191,{"$f":"MIN(AP1016,360/'Roof Bay Analysis'!$I$51*AR1016)","v":286.5},9.6999999999999993]
[40026.033100000001,40026.049650000001,40,null,26,"K",9,"26K 9",331,496.5,207,{"$f":"MIN(I1017,360/'Roof Bay Analysis'!$I$51*K1017)","v":310.5},10.4,null,null,null,null,null,null,null,null,null,null,null,null,null,null,null,null,null,null,null,null,null,40026.031049999998,40,null,26,"K",9,"26K 9",331,496.5,207,{"$f":"MIN(AP1017,360/'Roof Bay Analysis'!$I$51*AR1017)","v":310.5},10.4]
[40026.039299999997,40026.058949999999,40,null,26,"K",10,"26K10",393,589.5,243,{"$f":"MIN(I1018,360/'Roof Bay Analysis'!$I$51*K1018)","v":364.5},11.8,null,null,null,null,null,null,null,null,null,null,null,null,null,null,null,null,null,null,null,null,null,40026.03645,40,null,26,"K",10,"26K10",393,589.5,243,{"$f":"MIN(AP1018,360/'Roof Bay Analysis'!$I$51*AR1018)","v":364.5},11.8]
[40026.043799999999,40026.065699999999,40,null,26,"K",12,"26K12",438,657,269,{"$f":"MIN(I1019,360/'Roof Bay Analysis'!$I$51*K1019)","v":403.5},13.7,null,null,null,null,null,null,null,null,null,null,null,null,null,null,null,null,null,null,null,null,null,40026.040350000003,40,null,26,"K",12,"26K12",438,657,269,{"$f":"MIN(AP1019,360/'Roof Bay Analysis'!$I$51*AR1019)","v":403.5},13.7]
[40028.026599999997,40028.039900000003,40,"X",28,"K",6,"28K 6",266,399,183,{"$f":"MIN(I1020,360/'Roof Bay Analysis'!$I$51*K1020)","v":266},8.9,null,null,null,null,null,null,null,null,null,null,null,null,null,null,null,null,null,null,null,null,null,40028.026599999997,40,"X",28,"K",6,"28K 6",266,399,183,{"$f":"MIN(AP1020,360/'Roof Bay Analysis'!$I$51*AR1020)","v":266},8.9]
[40028.029699999999,40028.044549999999,40,null,28,"K",7,"28K 7",297,445.5,203,{"$f":"MIN(I1021,360/'Roof Bay Analysis'!$I$51*K1021)","v":297},9.1999999999999993,null,null,null,null,null,null,null,null,null,null,null,null,null,null,null,null,null,null,null,null,null,40028.029699999999,40,null,28,"K",7,"28K 7",297,445.5,203,{"$f":"MIN(AP1021,360/'Roof Bay Analysis'!$I$51*AR1021)","v":297},9.1999999999999993]
[40028.032800000001,40028.049200000001,40,null,28,"K",8,"28K 8",328,492,222,{"$f":"MIN(I1022,360/'Roof Bay Analysis'!$I$51*K1022)","v":328},9.8000000000000007,null,null,null,null,null,null,null,null,null,null,null,null,null,null,null,null,null,null,null,null,null,40028.032800000001,40,null,28,"K",8,"28K 8",328,492,222,{"$f":"MIN(AP1022,360/'Roof Bay Analysis'!$I$51*AR1022)","v":328},9.8000000000000007]
[40028.0357,40028.053549999997,40,null,28,"K",9,"28K 9",357,535.5,241,{"$f":"MIN(I1023,360/'Roof Bay Analysis'!$I$51*K1023)","v":357},10.5,null,null,null,null,null,null,null,null,null,null,null,null,null,null,null,null,null,null,null,null,null,40028.0357,40,null,28,"K",9,"28K 9",357,535.5,241,{"$f":"MIN(AP1023,360/'Roof Bay Analysis'!$I$51*AR1023)","v":357},10.5]
[40028.042399999998,40028.063600000001,40,null,28,"K",10,"28K10",424,636,284,{"$f":"MIN(I1024,360/'Roof Bay Analysis'!$I$51*K1024)","v":424},11.8,null,null,null,null,null,null,null,null,null,null,null,null,null,null,null,null,null,null,null,null,null,40028.042399999998,40,null,28,"K",10,"28K10",424,636,284,{"$f":"MIN(AP1024,360/'Roof Bay Analysis'!$I$51*AR1024)","v":424},11.8]
[40028.043799999999,40028.065699999999,40,null,28,"K",12,"28K12",438,657,291,{"$f":"MIN(I1025,360/'Roof Bay Analysis'!$I$51*K1025)","v":436.5},14.5,null,null,null,null,null,null,null,null,null,null,null,null,null,null,null,null,null,null,null,null,null,40028.04365,40,null,28,"K",12,"28K12",438,657,291,{"$f":"MIN(AP1025,360/'Roof Bay Analysis'!$I$51*AR1025)","v":436.5},14.5]
[40030.031900000002,40030.047850000003,40,null,30,"K",7,"30K 7",319,478.5,234,{"$f":"MIN(I1026,360/'Roof Bay Analysis'!$I$51*K1026)","v":319},9.6,null,null,null,null,null,null,null,null,null,null,null,null,null,null,null,null,null,null,null,null,null,40030.031900000002,40,null,30,"K",7,"30K 7",319,478.5,234,{"$f":"MIN(AP1026,360/'Roof Bay Analysis'!$I$51*AR1026)","v":319},9.6]
[40030.035300000003,40030.052949999998,40,null,30,"K",8,"30K 8",353,529.5,256,{"$f":"MIN(I1027,360/'Roof Bay Analysis'!$I$51*K1027)","v":353},10,null,null,null,null,null,null,null,null,null,null,null,null,null,null,null,null,null,null,null,null,null,40030.035300000003,40,null,30,"K",8,"30K 8",353,529.5,256,{"$f":"MIN(AP1027,360/'Roof Bay Analysis'!$I$51*AR1027)","v":353},10]
[{"$f":"C1028*1000+E1028+I1028/10000","v":40030.038399999998},{"$f":"C1028*1000+E1028+J1028/10000","v":40030.0576},40,null,30,"K",9,"30K 9",384,{"$f":"1.5*I1028","v":576},278,{"$f":"MIN(I1028,360/'Roof Bay Analysis'!$I$51*K1028)","v":384},10.6,null,null,null,null,null,null,null,null,null,null,null,null,null,null,null,null,null,null,null,null,null,{"$f":"AJ1028*1000+AL1028+AS1028/10000","v":40030.038399999998},40,null,30,"K",9,"30K 9",384,{"$f":"1.5*AP1028","v":576},278,{"$f":"MIN(AP1028,360/'Roof Bay Analysis'!$I$51*AR1028)","v":384},10.6]
[40030.043799999999,40030.065699999999,40,null,{"$f":"VALUE(LEFT(H1029,2))","v":30},{"$f":"MID(H1029,3,LEN(H1029)-4)","v":"K"},{"$f":"VALUE(RIGHT(H1029,2))","v":10},"30K10",438,657,315,{"$f":"MIN(I1029,360/'Roof Bay Analysis'!$I$51*K1029)","v":438},11.9,null,null,null,null,null,null,null,null,null,null,null,null,null,null,null,null,null,null,null,null,null,40030.043799999999,40,null,{"$f":"VALUE(LEFT(AO1029,2))","v":30},{"$f":"MID(AO1029,3,LEN(AO1029)-4)","v":"K"},{"$f":"VALUE(RIGHT(AO1029,2))","v":10},"30K10",438,657,315,{"$f":"MIN(AP1029,360/'Roof Bay Analysis'!$I$51*AR1029)","v":438},11.9]
[40030.043799999999,40030.065699999999,40,null,30,"K",11,"30K11",438,657,315,{"$f":"MIN(I1030,360/'Roof Bay Analysis'!$I$51*K1030)","v":438},13.3,null,null,null,null,null,null,null,null,null,null,null,null,null,null,null,null,null,null,null,null,null,40030.043799999999,40,null,30,"K",11,"30K11",438,657,315,{"$f":"MIN(AP1030,360/'Roof Bay Analysis'!$I$51*AR1030)","v":438},13.3]
[40030.043799999999,40030.065699999999,40,null,30,"K",12,"30K12",438,657,315,{"$f":"MIN(I1031,360/'Roof Bay Analysis'!$I$51*K1031)","v":438},15,null,null,null,null,null,null,null,null,null,null,null,null,null,null,null,null,null,null,null,null,null,40030.043799999999,40,null,30,"K",12,"30K12",438,657,315,{"$f":"MIN(AP1031,360/'Roof Bay Analysis'!$I$51*AR1031)","v":438},15]
[41022.016100000001,41022.024149999997,41,"X",22,"K",4,"22K 4",161,241.5,85,{"$f":"MIN(I1032,360/'Roof Bay Analysis'!$I$51*K1032)","v":127.5},7.3,null,null,null,null,null,null,null,null,null,null,null,null,null,null,null,null,null,null,null,null,null,41022.012750000002,41,"X",22,"K",4,"22K 4",161,241.5,85,{"$f":"MIN(AP1032,360/'Roof Bay Analysis'!$I$51*AR1032)","v":127.5},7.3]
[41022.018100000001,41022.027150000002,41,"X",22,"K",5,"22K 5",181,271.5,95,{"$f":"MIN(I1033,360/'Roof Bay Analysis'!$I$51*K1033)","v":142.5},7.7,null,null,null,null,null,null,null,null,null,null,null,null,null,null,null,null,null,null,null,null,null,41022.01425,41,"X",22,"K",5,"22K 5",181,271.5,95,{"$f":"MIN(AP1033,360/'Roof Bay Analysis'!$I$51*AR1033)","v":142.5},7.7]
[41022.019699999997,41022.029549999999,41,"X",22,"K",6,"22K 6",197,295.5,103,{"$f":"MIN(I1034,360/'Roof Bay Analysis'!$I$51*K1034)","v":154.5},8.5,null,null,null,null,null,null,null,null,null,null,null,null,null,null,null,null,null,null,null,null,null,41022.015449999999,41,"X",22,"K",6,"22K 6",197,295.5,103,{"$f":"MIN(AP1034,360/'Roof Bay Analysis'!$I$51*AR1034)","v":154.5},8.5]
[41022.021999999997,41022.033000000003,41,"X",22,"K",7,"22K 7",220,330,114,{"$f":"MIN(I1035,360/'Roof Bay Analysis'!$I$51*K1035)","v":171},9,null,null,null,null,null,null,null,null,null,null,null,null,null,null,null,null,null,null,null,null,null,41022.017099999997,41,"X",22,"K",7,"22K 7",220,330,114,{"$f":"MIN(AP1035,360/'Roof Bay Analysis'!$I$51*AR1035)","v":171},9]
[41022.026400000002,41022.039599999996,41,"X",22,"K",9,"22K 9",264,396,135,{"$f":"MIN(I1036,360/'Roof Bay Analysis'!$I$51*K1036)","v":202.5},10.199999999999999,null,null,null,null,null,null,null,null,null,null,null,null,null,null,null,null,null,null,null,null,null,41022.020250000001,41,"X",22,"K",9,"22K 9",264,396,135,{"$f":"MIN(AP1036,360/'Roof Bay Analysis'!$I$51*AR1036)","v":202.5},10.199999999999999]
[41022.0314,41022.047100000003,41,null,22,"K",10,"22K10",314,471,159,{"$f":"MIN(I1037,360/'Roof Bay Analysis'!$I$51*K1037)","v":238.5},11.7,null,null,null,null,null,null,null,null,null,null,null,null,null,null,null,null,null,null,null,null,null,41022.023849999998,41,null,22,"K",10,"22K10",314,471,159,{"$f":"MIN(AP1037,360/'Roof Bay Analysis'!$I$51*AR1037)","v":238.5},11.7]
[41022.035900000003,41022.053849999997,41,null,22,"K",11,"22K11",359,538.5,181,{"$f":"MIN(I1038,360/'Roof Bay Analysis'!$I$51*K1038)","v":271.5},11.9,null,null,null,null,null,null,null,null,null,null,null,null,null,null,null,null,null,null,null,null,null,41022.027150000002,41,null,22,"K",11,"22K11",359,538.5,181,{"$f":"MIN(AP1038,360/'Roof Bay Analysis'!$I$51*AR1038)","v":271.5},11.9]
[41024.017599999999,41024.026400000002,41,"X",24,"K",4,"24K 4",176,264,101,{"$f":"MIN(I1039,360/'Roof Bay Analysis'!$I$51*K1039)","v":151.5},7.8,null,null,null,null,null,null,null,null,null,null,null,null,null,null,null,null,null,null,null,null,null,41024.015149999999,41,"X",24,"K",4,"24K 4",176,264,101,{"$f":"MIN(AP1039,360/'Roof Bay Analysis'!$I$51*AR1039)","v":151.5},7.8]
[41024.019800000002,41024.029699999999,41,"X",24,"K",5,"24K 5",198,297,114,{"$f":"MIN(I1040,360/'Roof Bay Analysis'!$I$51*K1040)","v":171},7.9,null,null,null,null,null,null,null,null,null,null,null,null,null,null,null,null,null,null,null,null,null,41024.017099999997,41,"X",24,"K",5,"24K 5",198,297,114,{"$f":"MIN(AP1040,360/'Roof Bay Analysis'!$I$51*AR1040)","v":171},7.9]
[41024.0216,41024.032399999996,41,"X",24,"K",6,"24K 6",216,324,124,{"$f":"MIN(I1041,360/'Roof Bay Analysis'!$I$51*K1041)","v":186},8.5,null,null,null,null,null,null,null,null,null,null,null,null,null,null,null,null,null,null,null,null,null,41024.018600000003,41,"X",24,"K",6,"24K 6",216,324,124,{"$f":"MIN(AP1041,360/'Roof Bay Analysis'!$I$51*AR1041)","v":186},8.5]
[41024.024100000002,41024.03615,41,null,24,"K",7,"24K 7",241,361.5,137,{"$f":"MIN(I1042,360/'Roof Bay Analysis'!$I$51*K1042)","v":205.5},9,null,null,null,null,null,null,null,null,null,null,null,null,null,null,null,null,null,null,null,null,null,41024.020550000001,41,null,24,"K",7,"24K 7",241,361.5,137,{"$f":"MIN(AP1042,360/'Roof Bay Analysis'!$I$51*AR1042)","v":205.5},9]
[41024.026599999997,41024.039900000003,41,null,24,"K",8,"24K 8",266,399,150,{"$f":"MIN(I1043,360/'Roof Bay Analysis'!$I$51*K1043)","v":225},9.4,null,null,null,null,null,null,null,null,null,null,null,null,null,null,null,null,null,null,null,null,null,41024.022499999999,41,null,24,"K",8,"24K 8",266,399,150,{"$f":"MIN(AP1043,360/'Roof Bay Analysis'!$I$51*AR1043)","v":225},9.4]
[41024.029000000002,41024.0435,41,null,24,"K",9,"24K 9",290,435,162,{"$f":"MIN(I1044,360/'Roof Bay Analysis'!$I$51*K1044)","v":243},10.3,null,null,null,null,null,null,null,null,null,null,null,null,null,null,null,null,null,null,null,null,null,41024.024299999997,41,null,24,"K",9,"24K 9",290,435,162,{"$f":"MIN(AP1044,360/'Roof Bay Analysis'!$I$51*AR1044)","v":243},10.3]
[41024.034399999997,41024.051599999999,41,null,24,"K",10,"24K10",344,516,191,{"$f":"MIN(I1045,360/'Roof Bay Analysis'!$I$51*K1045)","v":286.5},11.7,null,null,null,null,null,null,null,null,null,null,null,null,null,null,null,null,null,null,null,null,null,41024.02865,41,null,24,"K",10,"24K10",344,516,191,{"$f":"MIN(AP1045,360/'Roof Bay Analysis'!$I$51*AR1045)","v":286.5},11.7]
[41024.042699999998,41024.064050000001,41,null,24,"K",12,"24K12",427,640.5,235,{"$f":"MIN(I1046,360/'Roof Bay Analysis'!$I$51*K1046)","v":352.5},13.5,null,null,null,null,null,null,null,null,null,null,null,null,null,null,null,null,null,null,null,null,null,41024.035250000001,41,null,24,"K",12,"24K12",427,640.5,235,{"$f":"MIN(AP1046,360/'Roof Bay Analysis'!$I$51*AR1046)","v":352.5},13.5]
[41026.021500000003,41026.032249999997,41,"X",26,"K",5,"26K 5",215,322.5,134,{"$f":"MIN(I1047,360/'Roof Bay Analysis'!$I$51*K1047)","v":201},8.1,null,null,null,null,null,null,null,null,null,null,null,null,null,null,null,null,null,null,null,null,null,41026.020100000002,41,"X",26,"K",5,"26K 5",215,322.5,134,{"$f":"MIN(AP1047,360/'Roof Bay Analysis'!$I$51*AR1047)","v":201},8.1]
[41026.023500000003,41026.035250000001,41,"X",26,"K",6,"26K 6",235,352.5,146,{"$f":"MIN(I1048,360/'Roof Bay Analysis'!$I$51*K1048)","v":219},8.6,null,null,null,null,null,null,null,null,null,null,null,null,null,null,null,null,null,null,null,null,null,41026.0219,41,"X",26,"K",6,"26K 6",235,352.5,146,{"$f":"MIN(AP1048,360/'Roof Bay Analysis'!$I$51*AR1048)","v":219},8.6]
[41026.0262,41026.039299999997,41,null,26,"K",7,"26K 7",262,393,162,{"$f":"MIN(I1049,360/'Roof Bay Analysis'!$I$51*K1049)","v":243},9,null,null,null,null,null,null,null,null,null,null,null,null,null,null,null,null,null,null,null,null,null,41026.024299999997,41,null,26,"K",7,"26K 7",262,393,162,{"$f":"MIN(AP1049,360/'Roof Bay Analysis'!$I$51*AR1049)","v":243},9]
[41026.028899999998,41026.04335,41,null,26,"K",8,"26K 8",289,433.5,177,{"$f":"MIN(I1050,360/'Roof Bay Analysis'!$I$51*K1050)","v":265.5},9.6999999999999993,null,null,null,null,null,null,null,null,null,null,null,null,null,null,null,null,null,null,null,null,null,41026.026550000002,41,null,26,"K",8,"26K 8",289,433.5,177,{"$f":"MIN(AP1050,360/'Roof Bay Analysis'!$I$51*AR1050)","v":265.5},9.6999999999999993]
[41026.031499999997,41026.047250000003,41,null,26,"K",9,"26K 9",315,472.5,192,{"$f":"MIN(I1051,360/'Roof Bay Analysis'!$I$51*K1051)","v":288},10.4,null,null,null,null,null,null,null,null,null,null,null,null,null,null,null,null,null,null,null,null,null,41026.0288,41,null,26,"K",9,"26K 9",315,472.5,192,{"$f":"MIN(AP1051,360/'Roof Bay Analysis'!$I$51*AR1051)","v":288},10.4]
[41026.037400000001,41026.056100000002,41,null,26,"K",10,"26K10",374,561,225,{"$f":"MIN(I1052,360/'Roof Bay Analysis'!$I$51*K1052)","v":337.5},11.8,null,null,null,null,null,null,null,null,null,null,null,null,null,null,null,null,null,null,null,null,null,41026.033750000002,41,null,26,"K",10,"26K10",374,561,225,{"$f":"MIN(AP1052,360/'Roof Bay Analysis'!$I$51*AR1052)","v":337.5},11.8]
[41026.042699999998,41026.064050000001,41,null,26,"K",12,"26K12",427,640.5,256,{"$f":"MIN(I1053,360/'Roof Bay Analysis'!$I$51*K1053)","v":384},13.7,null,null,null,null,null,null,null,null,null,null,null,null,null,null,null,null,null,null,null,null,null,41026.038399999998,41,null,26,"K",12,"26K12",427,640.5,256,{"$f":"MIN(AP1053,360/'Roof Bay Analysis'!$I$51*AR1053)","v":384},13.7]
[41028.025300000001,41028.037949999998,41,"X",28,"K",6,"28K 6",253,379.5,170,{"$f":"MIN(I1054,360/'Roof Bay Analysis'!$I$51*K1054)","v":253},8.9,null,null,null,null,null,null,null,null,null,null,null,null,null,null,null,null,null,null,null,null,null,41028.025300000001,41,"X",28,"K",6,"28K 6",253,379.5,170,{"$f":"MIN(AP1054,360/'Roof Bay Analysis'!$I$51*AR1054)","v":253},8.9]
[41028.028299999998,41028.042450000001,41,null,28,"K",7,"28K 7",283,424.5,189,{"$f":"MIN(I1055,360/'Roof Bay Analysis'!$I$51*K1055)","v":283},9.1999999999999993,null,null,null,null,null,null,null,null,null,null,null,null,null,null,null,null,null,null,null,null,null,41028.028299999998,41,null,28,"K",7,"28K 7",283,424.5,189,{"$f":"MIN(AP1055,360/'Roof Bay Analysis'!$I$51*AR1055)","v":283},9.1999999999999993]
[41028.031199999998,41028.046799999996,41,null,28,"K",8,"28K 8",312,468,206,{"$f":"MIN(I1056,360/'Roof Bay Analysis'!$I$51*K1056)","v":309},9.8000000000000007,null,null,null,null,null,null,null,null,null,null,null,null,null,null,null,null,null,null,null,null,null,41028.030899999998,41,null,28,"K",8,"28K 8",312,468,206,{"$f":"MIN(AP1056,360/'Roof Bay Analysis'!$I$51*AR1056)","v":309},9.8000000000000007]
[41028.034,41028.050999999999,41,null,28,"K",9,"28K 9",340,510,224,{"$f":"MIN(I1057,360/'Roof Bay Analysis'!$I$51*K1057)","v":336},10.5,null,null,null,null,null,null,null,null,null,null,null,null,null,null,null,null,null,null,null,null,null,41028.033600000002,41,null,28,"K",9,"28K 9",340,510,224,{"$f":"MIN(AP1057,360/'Roof Bay Analysis'!$I$51*AR1057)","v":336},10.5]
[41028.040399999998,41028.060599999997,41,null,28,"K",10,"28K10",404,606,263,{"$f":"MIN(I1058,360/'Roof Bay Analysis'!$I$51*K1058)","v":394.5},11.8,null,null,null,null,null,null,null,null,null,null,null,null,null,null,null,null,null,null,null,null,null,41028.039449999997,41,null,28,"K",10,"28K10",404,606,263,{"$f":"MIN(AP1058,360/'Roof Bay Analysis'!$I$51*AR1058)","v":394.5},11.8]
[41028.042699999998,41028.064050000001,41,null,28,"K",12,"28K12",427,640.5,277,{"$f":"MIN(I1059,360/'Roof Bay Analysis'!$I$51*K1059)","v":415.5},14.5,null,null,null,null,null,null,null,null,null,null,null,null,null,null,null,null,null,null,null,null,null,41028.041550000002,41,null,28,"K",12,"28K12",427,640.5,277,{"$f":"MIN(AP1059,360/'Roof Bay Analysis'!$I$51*AR1059)","v":415.5},14.5]
[41030.030299999999,41030.045449999998,41,null,30,"K",7,"30K 7",303,454.5,217,{"$f":"MIN(I1060,360/'Roof Bay Analysis'!$I$51*K1060)","v":303},9.6,null,null,null,null,null,null,null,null,null,null,null,null,null,null,null,null,null,null,null,null,null,41030.030299999999,41,null,30,"K",7,"30K 7",303,454.5,217,{"$f":"MIN(AP1060,360/'Roof Bay Analysis'!$I$51*AR1060)","v":303},9.6]
[41030.033499999998,41030.05025,41,null,30,"K",8,"30K 8",335,502.5,238,{"$f":"MIN(I1061,360/'Roof Bay Analysis'!$I$51*K1061)","v":335},10,null,null,null,null,null,null,null,null,null,null,null,null,null,null,null,null,null,null,null,null,null,41030.033499999998,41,null,30,"K",8,"30K 8",335,502.5,238,{"$f":"MIN(AP1061,360/'Roof Bay Analysis'!$I$51*AR1061)","v":335},10]
[41030.036500000002,41030.054750000003,41,null,30,"K",9,"30K 9",365,547.5,258,{"$f":"MIN(I1062,360/'Roof Bay Analysis'!$I$51*K1062)","v":365},10.6,null,null,null,null,null,null,null,null,null,null,null,null,null,null,null,null,null,null,null,null,null,41030.036500000002,41,null,30,"K",9,"30K 9",365,547.5,258,{"$f":"MIN(AP1062,360/'Roof Bay Analysis'!$I$51*AR1062)","v":365},10.6]
[41030.042699999998,41030.064050000001,41,null,30,"K",10,"30K10",427,640.5,300,{"$f":"MIN(I1063,360/'Roof Bay Analysis'!$I$51*K1063)","v":427},11.9,null,null,null,null,null,null,null,null,null,null,null,null,null,null,null,null,null,null,null,null,null,41030.042699999998,41,null,30,"K",10,"30K10",427,640.5,300,{"$f":"MIN(AP1063,360/'Roof Bay Analysis'!$I$51*AR1063)","v":427},11.9]
[41030.042699999998,41030.064050000001,41,null,30,"K",11,"30K11",427,640.5,300,{"$f":"MIN(I1064,360/'Roof Bay Analysis'!$I$51*K1064)","v":427},13.3,null,null,null,null,null,null,null,null,null,null,null,null,null,null,null,null,null,null,null,null,null,41030.042699999998,41,null,30,"K",11,"30K11",427,640.5,300,{"$f":"MIN(AP1064,360/'Roof Bay Analysis'!$I$51*AR1064)","v":427},13.3]
[41030.042699999998,41030.064050000001,41,null,30,"K",12,"30K12",427,640.5,300,{"$f":"MIN(I1065,360/'Roof Bay Analysis'!$I$51*K1065)","v":427},15,null,null,null,null,null,null,null,null,null,null,null,null,null,null,null,null,null,null,null,null,null,41030.042699999998,41,null,30,"K",12,"30K12",427,640.5,300,{"$f":"MIN(AP1065,360/'Roof Bay Analysis'!$I$51*AR1065)","v":427},15]
[42022.015299999999,42022.022949999999,42,"X",22,"K",4,"22K 4",153,229.5,79,{"$f":"MIN(I1066,360/'Roof Bay Analysis'!$I$51*K1066)","v":118.5},7.3,null,null,null,null,null,null,null,null,null,null,null,null,null,null,null,null,null,null,null,null,null,42022.011850000003,42,"X",22,"K",4,"22K 4",153,229.5,79,{"$f":"MIN(AP1066,360/'Roof Bay Analysis'!$I$51*AR1066)","v":118.5},7.3]
[42022.0173,42022.025950000003,42,"X",22,"K",5,"22K 5",173,259.5,88,{"$f":"MIN(I1067,360/'Roof Bay Analysis'!$I$51*K1067)","v":132},7.7,null,null,null,null,null,null,null,null,null,null,null,null,null,null,null,null,null,null,null,null,null,42022.013200000001,42,"X",22,"K",5,"22K 5",173,259.5,88,{"$f":"MIN(AP1067,360/'Roof Bay Analysis'!$I$51*AR1067)","v":132},7.7]
[42022.018799999998,42022.028200000001,42,"X",22,"K",6,"22K 6",188,282,96,{"$f":"MIN(I1068,360/'Roof Bay Analysis'!$I$51*K1068)","v":144},8.5,null,null,null,null,null,null,null,null,null,null,null,null,null,null,null,null,null,null,null,null,null,42022.0144,42,"X",22,"K",6,"22K 6",188,282,96,{"$f":"MIN(AP1068,360/'Roof Bay Analysis'!$I$51*AR1068)","v":144},8.5]
[42022.020900000003,42022.031349999997,42,"X",22,"K",7,"22K 7",209,313.5,106,{"$f":"MIN(I1069,360/'Roof Bay Analysis'!$I$51*K1069)","v":159},9,null,null,null,null,null,null,null,null,null,null,null,null,null,null,null,null,null,null,null,null,null,42022.015899999999,42,"X",22,"K",7,"22K 7",209,313.5,106,{"$f":"MIN(AP1069,360/'Roof Bay Analysis'!$I$51*AR1069)","v":159},9]
[42022.025199999996,42022.037799999998,42,"X",22,"K",9,"22K 9",252,378,126,{"$f":"MIN(I1070,360/'Roof Bay Analysis'!$I$51*K1070)","v":189},10.199999999999999,null,null,null,null,null,null,null,null,null,null,null,null,null,null,null,null,null,null,null,null,null,42022.018900000003,42,"X",22,"K",9,"22K 9",252,378,126,{"$f":"MIN(AP1070,360/'Roof Bay Analysis'!$I$51*AR1070)","v":189},10.199999999999999]
[42022.029900000001,42022.044849999998,42,null,22,"K",10,"22K10",299,448.5,148,{"$f":"MIN(I1071,360/'Roof Bay Analysis'!$I$51*K1071)","v":222},11.7,null,null,null,null,null,null,null,null,null,null,null,null,null,null,null,null,null,null,null,null,null,42022.022199999999,42,null,22,"K",10,"22K10",299,448.5,148,{"$f":"MIN(AP1071,360/'Roof Bay Analysis'!$I$51*AR1071)","v":222},11.7]
[42022.034200000002,42022.051299999999,42,null,22,"K",11,"22K11",342,513,168,{"$f":"MIN(I1072,360/'Roof Bay Analysis'!$I$51*K1072)","v":252},11.9,null,null,null,null,null,null,null,null,null,null,null,null,null,null,null,null,null,null,null,null,null,42022.025199999996,42,null,22,"K",11,"22K11",342,513,168,{"$f":"MIN(AP1072,360/'Roof Bay Analysis'!$I$51*AR1072)","v":252},11.9]
[42024.016799999998,42024.025199999996,42,"X",24,"K",4,"24K 4",168,252,94,{"$f":"MIN(I1073,360/'Roof Bay Analysis'!$I$51*K1073)","v":141},7.8,null,null,null,null,null,null,null,null,null,null,null,null,null,null,null,null,null,null,null,null,null,42024.0141,42,"X",24,"K",4,"24K 4",168,252,94,{"$f":"MIN(AP1073,360/'Roof Bay Analysis'!$I$51*AR1073)","v":141},7.8]
[42024.018900000003,42024.028350000001,42,"X",24,"K",5,"24K 5",189,283.5,106,{"$f":"MIN(I1074,360/'Roof Bay Analysis'!$I$51*K1074)","v":159},7.9,null,null,null,null,null,null,null,null,null,null,null,null,null,null,null,null,null,null,null,null,null,42024.015899999999,42,"X",24,"K",5,"24K 5",189,283.5,106,{"$f":"MIN(AP1074,360/'Roof Bay Analysis'!$I$51*AR1074)","v":159},7.9]
[42024.020600000003,42024.030899999998,42,"X",24,"K",6,"24K 6",206,309,115,{"$f":"MIN(I1075,360/'Roof Bay Analysis'!$I$51*K1075)","v":172.5},8.5,null,null,null,null,null,null,null,null,null,null,null,null,null,null,null,null,null,null,null,null,null,42024.017249999997,42,"X",24,"K",6,"24K 6",206,309,115,{"$f":"MIN(AP1075,360/'Roof Bay Analysis'!$I$51*AR1075)","v":172.5},8.5]
[42024.022900000004,42024.034350000002,42,null,24,"K",7,"24K 7",229,343.5,127,{"$f":"MIN(I1076,360/'Roof Bay Analysis'!$I$51*K1076)","v":190.5},9,null,null,null,null,null,null,null,null,null,null,null,null,null,null,null,null,null,null,null,null,null,42024.019050000003,42,null,24,"K",7,"24K 7",229,343.5,127,{"$f":"MIN(AP1076,360/'Roof Bay Analysis'!$I$51*AR1076)","v":190.5},9]
[42024.025300000001,42024.037949999998,42,null,24,"K",8,"24K 8",253,379.5,139,{"$f":"MIN(I1077,360/'Roof Bay Analysis'!$I$51*K1077)","v":208.5},9.4,null,null,null,null,null,null,null,null,null,null,null,null,null,null,null,null,null,null,null,null,null,42024.020850000001,42,null,24,"K",8,"24K 8",253,379.5,139,{"$f":"MIN(AP1077,360/'Roof Bay Analysis'!$I$51*AR1077)","v":208.5},9.4]
[42024.027600000001,42024.041400000002,42,null,24,"K",9,"24K 9",276,414,151,{"$f":"MIN(I1078,360/'Roof Bay Analysis'!$I$51*K1078)","v":226.5},10.3,null,null,null,null,null,null,null,null,null,null,null,null,null,null,null,null,null,null,null,null,null,42024.022649999999,42,null,24,"K",9,"24K 9",276,414,151,{"$f":"MIN(AP1078,360/'Roof Bay Analysis'!$I$51*AR1078)","v":226.5},10.3]
[42024.032700000003,42024.049050000001,42,null,24,"K",10,"24K10",327,490.5,177,{"$f":"MIN(I1079,360/'Roof Bay Analysis'!$I$51*K1079)","v":265.5},11.7,null,null,null,null,null,null,null,null,null,null,null,null,null,null,null,null,null,null,null,null,null,42024.026550000002,42,null,24,"K",10,"24K10",327,490.5,177,{"$f":"MIN(AP1079,360/'Roof Bay Analysis'!$I$51*AR1079)","v":265.5},11.7]
[42024.041700000002,42024.062550000002,42,null,24,"K",12,"24K12",417,625.5,224,{"$f":"MIN(I1080,360/'Roof Bay Analysis'!$I$51*K1080)","v":336},13.5,null,null,null,null,null,null,null,null,null,null,null,null,null,null,null,null,null,null,null,null,null,42024.033600000002,42,null,24,"K",12,"24K12",417,625.5,224,{"$f":"MIN(AP1080,360/'Roof Bay Analysis'!$I$51*AR1080)","v":336},13.5]
[42026.020499999999,42026.030749999998,42,"X",26,"K",5,"26K 5",205,307.5,125,{"$f":"MIN(I1081,360/'Roof Bay Analysis'!$I$51*K1081)","v":187.5},8.1,null,null,null,null,null,null,null,null,null,null,null,null,null,null,null,null,null,null,null,null,null,42026.018750000003,42,"X",26,"K",5,"26K 5",205,307.5,125,{"$f":"MIN(AP1081,360/'Roof Bay Analysis'!$I$51*AR1081)","v":187.5},8.1]
[42026.022400000002,42026.033600000002,42,"X",26,"K",6,"26K 6",224,336,136,{"$f":"MIN(I1082,360/'Roof Bay Analysis'!$I$51*K1082)","v":204},8.6,null,null,null,null,null,null,null,null,null,null,null,null,null,null,null,null,null,null,null,null,null,42026.020400000001,42,"X",26,"K",6,"26K 6",224,336,136,{"$f":"MIN(AP1082,360/'Roof Bay Analysis'!$I$51*AR1082)","v":204},8.6]
[42026.024899999997,42026.037349999999,42,null,26,"K",7,"26K 7",249,373.5,150,{"$f":"MIN(I1083,360/'Roof Bay Analysis'!$I$51*K1083)","v":225},9,null,null,null,null,null,null,null,null,null,null,null,null,null,null,null,null,null,null,null,null,null,42026.022499999999,42,null,26,"K",7,"26K 7",249,373.5,150,{"$f":"MIN(AP1083,360/'Roof Bay Analysis'!$I$51*AR1083)","v":225},9]
[42026.027499999997,42026.041250000002,42,null,26,"K",8,"26K 8",275,412.5,164,{"$f":"MIN(I1084,360/'Roof Bay Analysis'!$I$51*K1084)","v":246},9.6999999999999993,null,null,null,null,null,null,null,null,null,null,null,null,null,null,null,null,null,null,null,null,null,42026.024599999997,42,null,26,"K",8,"26K 8",275,412.5,164,{"$f":"MIN(AP1084,360/'Roof Bay Analysis'!$I$51*AR1084)","v":246},9.6999999999999993]
[42026.03,42026.044999999998,42,null,26,"K",9,"26K 9",300,450,178,{"$f":"MIN(I1085,360/'Roof Bay Analysis'!$I$51*K1085)","v":267},10.4,null,null,null,null,null,null,null,null,null,null,null,null,null,null,null,null,null,null,null,null,null,42026.026700000002,42,null,26,"K",9,"26K 9",300,450,178,{"$f":"MIN(AP1085,360/'Roof Bay Analysis'!$I$51*AR1085)","v":267},10.4]
[42026.035600000003,42026.053399999997,42,null,26,"K",10,"26K10",356,534,210,{"$f":"MIN(I1086,360/'Roof Bay Analysis'!$I$51*K1086)","v":315},11.8,null,null,null,null,null,null,null,null,null,null,null,null,null,null,null,null,null,null,null,null,null,42026.031499999997,42,null,26,"K",10,"26K10",356,534,210,{"$f":"MIN(AP1086,360/'Roof Bay Analysis'!$I$51*AR1086)","v":315},11.8]
[42026.041700000002,42026.062550000002,42,null,26,"K",12,"26K12",417,625.5,244,{"$f":"MIN(I1087,360/'Roof Bay Analysis'!$I$51*K1087)","v":366},13.7,null,null,null,null,null,null,null,null,null,null,null,null,null,null,null,null,null,null,null,null,null,42026.036599999999,42,null,26,"K",12,"26K12",417,625.5,244,{"$f":"MIN(AP1087,360/'Roof Bay Analysis'!$I$51*AR1087)","v":366},13.7]
[42028.024100000002,42028.03615,42,"X",28,"K",6,"28K 6",241,361.5,158,{"$f":"MIN(I1088,360/'Roof Bay Analysis'!$I$51*K1088)","v":237},8.9,null,null,null,null,null,null,null,null,null,null,null,null,null,null,null,null,null,null,null,null,null,42028.023699999998,42,"X",28,"K",6,"28K 6",241,361.5,158,{"$f":"MIN(AP1088,360/'Roof Bay Analysis'!$I$51*AR1088)","v":237},8.9]
[42028.026899999997,42028.040350000003,42,null,28,"K",7,"28K 7",269,403.5,175,{"$f":"MIN(I1089,360/'Roof Bay Analysis'!$I$51*K1089)","v":262.5},9.1999999999999993,null,null,null,null,null,null,null,null,null,null,null,null,null,null,null,null,null,null,null,null,null,42028.026250000003,42,null,28,"K",7,"28K 7",269,403.5,175,{"$f":"MIN(AP1089,360/'Roof Bay Analysis'!$I$51*AR1089)","v":262.5},9.1999999999999993]
[42028.029699999999,42028.044549999999,42,null,28,"K",8,"28K 8",297,445.5,192,{"$f":"MIN(I1090,360/'Roof Bay Analysis'!$I$51*K1090)","v":288},9.8000000000000007,null,null,null,null,null,null,null,null,null,null,null,null,null,null,null,null,null,null,null,null,null,42028.0288,42,null,28,"K",8,"28K 8",297,445.5,192,{"$f":"MIN(AP1090,360/'Roof Bay Analysis'!$I$51*AR1090)","v":288},9.8000000000000007]
[42028.032399999996,42028.048600000002,42,null,28,"K",9,"28K 9",324,486,208,{"$f":"MIN(I1091,360/'Roof Bay Analysis'!$I$51*K1091)","v":312},10.5,null,null,null,null,null,null,null,null,null,null,null,null,null,null,null,null,null,null,null,null,null,42028.031199999998,42,null,28,"K",9,"28K 9",324,486,208,{"$f":"MIN(AP1091,360/'Roof Bay Analysis'!$I$51*AR1091)","v":312},10.5]
[{"$f":"C1092*1000+E1092+I1092/10000","v":42028.038399999998},{"$f":"C1092*1000+E1092+J1092/10000","v":42028.0576},42,null,28,"K",10,"28K10",384,{"$f":"1.5*I1092","v":576},245,{"$f":"MIN(I1092,360/'Roof Bay Analysis'!$I$51*K1092)","v":367.5},11.8,null,null,null,null,null,null,null,null,null,null,null,null,null,null,null,null,null,null,null,null,null,{"$f":"AJ1092*1000+AL1092+AS1092/10000","v":42028.036749999999},42,null,28,"K",10,"28K10",384,{"$f":"1.5*AP1092","v":576},245,{"$f":"MIN(AP1092,360/'Roof Bay Analysis'!$I$51*AR1092)","v":367.5},11.8]
[42028.041700000002,42028.062550000002,42,null,{"$f":"VALUE(LEFT(H1093,2))","v":28},{"$f":"MID(H1093,3,LEN(H1093)-4)","v":"K"},{"$f":"VALUE(RIGHT(H1093,2))","v":12},"28K12",417,625.5,264,{"$f":"MIN(I1093,360/'Roof Bay Analysis'!$I$51*K1093)","v":396},14.5,null,null,null,null,null,null,null,null,null,null,null,null,null,null,null,null,null,null,null,null,null,42028.039599999996,42,null,{"$f":"VALUE(LEFT(AO1093,2))","v":28},{"$f":"MID(AO1093,3,LEN(AO1093)-4)","v":"K"},{"$f":"VALUE(RIGHT(AO1093,2))","v":12},"28K12",417,625.5,264,{"$f":"MIN(AP1093,360/'Roof Bay Analysis'!$I$51*AR1093)","v":396},14.5]
[42030.028899999998,42030.04335,42,null,30,"K",7,"30K 7",289,433.5,202,{"$f":"MIN(I1094,360/'Roof Bay Analysis'!$I$51*K1094)","v":289},9.6,null,null,null,null,null,null,null,null,null,null,null,null,null,null,null,null,null,null,null,null,null,42030.028899999998,42,null,30,"K",7,"30K 7",289,433.5,202,{"$f":"MIN(AP1094,360/'Roof Bay Analysis'!$I$51*AR1094)","v":289},9.6]
[42030.031999999999,42030.048000000003,42,null,30,"K",8,"30K 8",320,480,221,{"$f":"MIN(I1095,360/'Roof Bay Analysis'!$I$51*K1095)","v":320},10,null,null,null,null,null,null,null,null,null,null,null,null,null,null,null,null,null,null,null,null,null,42030.031999999999,42,null,30,"K",8,"30K 8",320,480,221,{"$f":"MIN(AP1095,360/'Roof Bay Analysis'!$I$51*AR1095)","v":320},10]
[42030.034800000001,42030.052199999998,42,null,30,"K",9,"30K 9",348,522,240,{"$f":"MIN(I1096,360/'Roof Bay Analysis'!$I$51*K1096)","v":348},10.6,null,null,null,null,null,null,null,null,null,null,null,null,null,null,null,null,null,null,null,null,null,42030.034800000001,42,null,30,"K",9,"30K 9",348,522,240,{"$f":"MIN(AP1096,360/'Roof Bay Analysis'!$I$51*AR1096)","v":348},10.6]
[42030.041299999997,42030.061950000003,42,null,30,"K",10,"30K10",413,619.5,282,{"$f":"MIN(I1097,360/'Roof Bay Analysis'!$I$51*K1097)","v":413},11.9,null,null,null,null,null,null,null,null,null,null,null,null,null,null,null,null,null,null,null,null,null,42030.041299999997,42,null,30,"K",10,"30K10",413,619.5,282,{"$f":"MIN(AP1097,360/'Roof Bay Analysis'!$I$51*AR1097)","v":413},11.9]
[42030.041700000002,42030.062550000002,42,null,30,"K",11,"30K11",417,625.5,284,{"$f":"MIN(I1098,360/'Roof Bay Analysis'!$I$51*K1098)","v":417},13.3,null,null,null,null,null,null,null,null,null,null,null,null,null,null,null,null,null,null,null,null,null,42030.041700000002,42,null,30,"K",11,"30K11",417,625.5,284,{"$f":"MIN(AP1098,360/'Roof Bay Analysis'!$I$51*AR1098)","v":417},13.3]
[42030.041700000002,42030.062550000002,42,null,30,"K",12,"30K12",417,625.5,284,{"$f":"MIN(I1099,360/'Roof Bay Analysis'!$I$51*K1099)","v":417},15,null,null,null,null,null,null,null,null,null,null,null,null,null,null,null,null,null,null,null,null,null,42030.041700000002,42,null,30,"K",12,"30K12",417,625.5,284,{"$f":"MIN(AP1099,360/'Roof Bay Analysis'!$I$51*AR1099)","v":417},15]
[43022.014600000002,43022.0219,43,"X",22,"K",4,"22K 4",146,219,73,{"$f":"MIN(I1100,360/'Roof Bay Analysis'!$I$51*K1100)","v":109.5},7.3,null,null,null,null,null,null,null,null,null,null,null,null,null,null,null,null,null,null,null,null,null,43022.010950000004,43,"X",22,"K",4,"22K 4",146,219,73,{"$f":"MIN(AP1100,360/'Roof Bay Analysis'!$I$51*AR1100)","v":109.5},7.3]
[43022.016499999998,43022.024749999997,43,"X",22,"K",5,"22K 5",165,247.5,82,{"$f":"MIN(I1101,360/'Roof Bay Analysis'!$I$51*K1101)","v":123},7.7,null,null,null,null,null,null,null,null,null,null,null,null,null,null,null,null,null,null,null,null,null,43022.012300000002,43,"X",22,"K",5,"22K 5",165,247.5,82,{"$f":"MIN(AP1101,360/'Roof Bay Analysis'!$I$51*AR1101)","v":123},7.7]
[43022.017899999999,43022.026850000002,43,"X",22,"K",6,"22K 6",179,268.5,89,{"$f":"MIN(I1102,360/'Roof Bay Analysis'!$I$51*K1102)","v":133.5},8.5,null,null,null,null,null,null,null,null,null,null,null,null,null,null,null,null,null,null,null,null,null,43022.013350000001,43,"X",22,"K",6,"22K 6",179,268.5,89,{"$f":"MIN(AP1102,360/'Roof Bay Analysis'!$I$51*AR1102)","v":133.5},8.5]
[43022.02,43022.03,43,"X",22,"K",7,"22K 7",200,300,99,{"$f":"MIN(I1103,360/'Roof Bay Analysis'!$I$51*K1103)","v":148.5},9,null,null,null,null,null,null,null,null,null,null,null,null,null,null,null,null,null,null,null,null,null,43022.01485,43,"X",22,"K",7,"22K 7",200,300,99,{"$f":"MIN(AP1103,360/'Roof Bay Analysis'!$I$51*AR1103)","v":148.5},9]
[43022.023999999998,43022.036,43,"X",22,"K",9,"22K 9",240,360,117,{"$f":"MIN(I1104,360/'Roof Bay Analysis'!$I$51*K1104)","v":175.5},10.199999999999999,null,null,null,null,null,null,null,null,null,null,null,null,null,null,null,null,null,null,null,null,null,43022.017549999997,43,"X",22,"K",9,"22K 9",240,360,117,{"$f":"MIN(AP1104,360/'Roof Bay Analysis'!$I$51*AR1104)","v":175.5},10.199999999999999]
[43022.0285,43022.042750000001,43,null,22,"K",10,"22K10",285,427.5,138,{"$f":"MIN(I1105,360/'Roof Bay Analysis'!$I$51*K1105)","v":207},11.7,null,null,null,null,null,null,null,null,null,null,null,null,null,null,null,null,null,null,null,null,null,43022.020700000001,43,null,22,"K",10,"22K10",285,427.5,138,{"$f":"MIN(AP1105,360/'Roof Bay Analysis'!$I$51*AR1105)","v":207},11.7]
[43022.032599999999,43022.048900000002,43,null,22,"K",11,"22K11",326,489,157,{"$f":"MIN(I1106,360/'Roof Bay Analysis'!$I$51*K1106)","v":235.5},11.9,null,null,null,null,null,null,null,null,null,null,null,null,null,null,null,null,null,null,null,null,null,43022.023549999998,43,null,22,"K",11,"22K11",326,489,157,{"$f":"MIN(AP1106,360/'Roof Bay Analysis'!$I$51*AR1106)","v":235.5},11.9]
[43024.016000000003,43024.023999999998,43,"X",24,"K",4,"24K 4",160,240,88,{"$f":"MIN(I1107,360/'Roof Bay Analysis'!$I$51*K1107)","v":132},7.8,null,null,null,null,null,null,null,null,null,null,null,null,null,null,null,null,null,null,null,null,null,43024.013200000001,43,"X",24,"K",4,"24K 4",160,240,88,{"$f":"MIN(AP1107,360/'Roof Bay Analysis'!$I$51*AR1107)","v":132},7.8]
[43024.017999999996,43024.027000000002,43,"X",24,"K",5,"24K 5",180,270,98,{"$f":"MIN(I1108,360/'Roof Bay Analysis'!$I$51*K1108)","v":147},7.9,null,null,null,null,null,null,null,null,null,null,null,null,null,null,null,null,null,null,null,null,null,43024.0147,43,"X",24,"K",5,"24K 5",180,270,98,{"$f":"MIN(AP1108,360/'Roof Bay Analysis'!$I$51*AR1108)","v":147},7.9]
[43024.0196,43024.029399999999,43,"X",24,"K",6,"24K 6",196,294,107,{"$f":"MIN(I1109,360/'Roof Bay Analysis'!$I$51*K1109)","v":160.5},8.5,null,null,null,null,null,null,null,null,null,null,null,null,null,null,null,null,null,null,null,null,null,43024.016049999998,43,"X",24,"K",6,"24K 6",196,294,107,{"$f":"MIN(AP1109,360/'Roof Bay Analysis'!$I$51*AR1109)","v":160.5},8.5]
[43024.0219,43024.032850000003,43,"X",24,"K",7,"24K 7",219,328.5,118,{"$f":"MIN(I1110,360/'Roof Bay Analysis'!$I$51*K1110)","v":177},9,null,null,null,null,null,null,null,null,null,null,null,null,null,null,null,null,null,null,null,null,null,43024.017699999997,43,"X",24,"K",7,"24K 7",219,328.5,118,{"$f":"MIN(AP1110,360/'Roof Bay Analysis'!$I$51*AR1110)","v":177},9]
[43024.0242,43024.0363,43,"X",24,"K",8,"24K 8",242,363,130,{"$f":"MIN(I1111,360/'Roof Bay Analysis'!$I$51*K1111)","v":195},9.4,null,null,null,null,null,null,null,null,null,null,null,null,null,null,null,null,null,null,null,null,null,43024.019500000002,43,"X",24,"K",8,"24K 8",242,363,130,{"$f":"MIN(AP1111,360/'Roof Bay Analysis'!$I$51*AR1111)","v":195},9.4]
[43024.026299999998,43024.039449999997,43,null,24,"K",9,"24K 9",263,394.5,140,{"$f":"MIN(I1112,360/'Roof Bay Analysis'!$I$51*K1112)","v":210},10.3,null,null,null,null,null,null,null,null,null,null,null,null,null,null,null,null,null,null,null,null,null,43024.021000000001,43,null,24,"K",9,"24K 9",263,394.5,140,{"$f":"MIN(AP1112,360/'Roof Bay Analysis'!$I$51*AR1112)","v":210},10.3]
[43024.031199999998,43024.046799999996,43,null,24,"K",10,"24K10",312,468,165,{"$f":"MIN(I1113,360/'Roof Bay Analysis'!$I$51*K1113)","v":247.5},11.7,null,null,null,null,null,null,null,null,null,null,null,null,null,null,null,null,null,null,null,null,null,43024.024749999997,43,null,24,"K",10,"24K10",312,468,165,{"$f":"MIN(AP1113,360/'Roof Bay Analysis'!$I$51*AR1113)","v":247.5},11.7]
[43024.0406,43024.060899999997,43,null,24,"K",12,"24K12",406,609,213,{"$f":"MIN(I1114,360/'Roof Bay Analysis'!$I$51*K1114)","v":319.5},13.5,null,null,null,null,null,null,null,null,null,null,null,null,null,null,null,null,null,null,null,null,null,43024.031949999997,43,null,24,"K",12,"24K12",406,609,213,{"$f":"MIN(AP1114,360/'Roof Bay Analysis'!$I$51*AR1114)","v":319.5},13.5]
[43026.0196,43026.029399999999,43,"X",26,"K",5,"26K 5",196,294,116,{"$f":"MIN(I1115,360/'Roof Bay Analysis'!$I$51*K1115)","v":174},8.1,null,null,null,null,null,null,null,null,null,null,null,null,null,null,null,null,null,null,null,null,null,43026.017399999997,43,"X",26,"K",5,"26K 5",196,294,116,{"$f":"MIN(AP1115,360/'Roof Bay Analysis'!$I$51*AR1115)","v":174},8.1]
[43026.0213,43026.031949999997,43,"X",26,"K",6,"26K 6",213,319.5,126,{"$f":"MIN(I1116,360/'Roof Bay Analysis'!$I$51*K1116)","v":189},8.6,null,null,null,null,null,null,null,null,null,null,null,null,null,null,null,null,null,null,null,null,null,43026.018900000003,43,"X",26,"K",6,"26K 6",213,319.5,126,{"$f":"MIN(AP1116,360/'Roof Bay Analysis'!$I$51*AR1116)","v":189},8.6]
[43026.023800000003,43026.0357,43,"X",26,"K",7,"26K 7",238,357,140,{"$f":"MIN(I1117,360/'Roof Bay Analysis'!$I$51*K1117)","v":210},9,null,null,null,null,null,null,null,null,null,null,null,null,null,null,null,null,null,null,null,null,null,43026.021000000001,43,"X",26,"K",7,"26K 7",238,357,140,{"$f":"MIN(AP1117,360/'Roof Bay Analysis'!$I$51*AR1117)","v":210},9]
[43026.026299999998,43026.039449999997,43,null,26,"K",8,"26K 8",263,394.5,153,{"$f":"MIN(I1118,360/'Roof Bay Analysis'!$I$51*K1118)","v":229.5},9.6999999999999993,null,null,null,null,null,null,null,null,null,null,null,null,null,null,null,null,null,null,null,null,null,43026.022949999999,43,null,26,"K",8,"26K 8",263,394.5,153,{"$f":"MIN(AP1118,360/'Roof Bay Analysis'!$I$51*AR1118)","v":229.5},9.6999999999999993]
[43026.028599999998,43026.0429,43,null,26,"K",9,"26K 9",286,429,166,{"$f":"MIN(I1119,360/'Roof Bay Analysis'!$I$51*K1119)","v":249},10.4,null,null,null,null,null,null,null,null,null,null,null,null,null,null,null,null,null,null,null,null,null,43026.024899999997,43,null,26,"K",9,"26K 9",286,429,166,{"$f":"MIN(AP1119,360/'Roof Bay Analysis'!$I$51*AR1119)","v":249},10.4]
[43026.033900000002,43026.05085,43,null,26,"K",10,"26K10",339,508.5,195,{"$f":"MIN(I1120,360/'Roof Bay Analysis'!$I$51*K1120)","v":292.5},11.8,null,null,null,null,null,null,null,null,null,null,null,null,null,null,null,null,null,null,null,null,null,43026.02925,43,null,26,"K",10,"26K10",339,508.5,195,{"$f":"MIN(AP1120,360/'Roof Bay Analysis'!$I$51*AR1120)","v":292.5},11.8]
[43026.040699999998,43026.061049999997,43,null,26,"K",12,"26K12",407,610.5,232,{"$f":"MIN(I1121,360/'Roof Bay Analysis'!$I$51*K1121)","v":348},13.7,null,null,null,null,null,null,null,null,null,null,null,null,null,null,null,null,null,null,null,null,null,43026.034800000001,43,null,26,"K",12,"26K12",407,610.5,232,{"$f":"MIN(AP1121,360/'Roof Bay Analysis'!$I$51*AR1121)","v":348},13.7]
[43028.023000000001,43028.034500000002,43,"X",28,"K",6,"28K 6",230,345,147,{"$f":"MIN(I1122,360/'Roof Bay Analysis'!$I$51*K1122)","v":220.5},8.9,null,null,null,null,null,null,null,null,null,null,null,null,null,null,null,null,null,null,null,null,null,43028.02205,43,"X",28,"K",6,"28K 6",230,345,147,{"$f":"MIN(AP1122,360/'Roof Bay Analysis'!$I$51*AR1122)","v":220.5},8.9]
[43028.025699999998,43028.038549999997,43,"X",28,"K",7,"28K 7",257,385.5,163,{"$f":"MIN(I1123,360/'Roof Bay Analysis'!$I$51*K1123)","v":244.5},9.1999999999999993,null,null,null,null,null,null,null,null,null,null,null,null,null,null,null,null,null,null,null,null,null,43028.024449999997,43,"X",28,"K",7,"28K 7",257,385.5,163,{"$f":"MIN(AP1123,360/'Roof Bay Analysis'!$I$51*AR1123)","v":244.5},9.1999999999999993]
[43028.028400000003,43028.042600000001,43,null,28,"K",8,"28K 8",284,426,179,{"$f":"MIN(I1124,360/'Roof Bay Analysis'!$I$51*K1124)","v":268.5},9.8000000000000007,null,null,null,null,null,null,null,null,null,null,null,null,null,null,null,null,null,null,null,null,null,43028.026850000002,43,null,28,"K",8,"28K 8",284,426,179,{"$f":"MIN(AP1124,360/'Roof Bay Analysis'!$I$51*AR1124)","v":268.5},9.8000000000000007]
[43028.030899999998,43028.046349999997,43,null,28,"K",9,"28K 9",309,463.5,194,{"$f":"MIN(I1125,360/'Roof Bay Analysis'!$I$51*K1125)","v":291},10.5,null,null,null,null,null,null,null,null,null,null,null,null,null,null,null,null,null,null,null,null,null,43028.0291,43,null,28,"K",9,"28K 9",309,463.5,194,{"$f":"MIN(AP1125,360/'Roof Bay Analysis'!$I$51*AR1125)","v":291},10.5]
[43028.036699999997,43028.055050000003,43,null,28,"K",10,"28K10",367,550.5,228,{"$f":"MIN(I1126,360/'Roof Bay Analysis'!$I$51*K1126)","v":342},11.8,null,null,null,null,null,null,null,null,null,null,null,null,null,null,null,null,null,null,null,null,null,43028.034200000002,43,null,28,"K",10,"28K10",367,550.5,228,{"$f":"MIN(AP1126,360/'Roof Bay Analysis'!$I$51*AR1126)","v":342},11.8]
[43028.040699999998,43028.061049999997,43,null,28,"K",12,"28K12",407,610.5,252,{"$f":"MIN(I1127,360/'Roof Bay Analysis'!$I$51*K1127)","v":378},14.5,null,null,null,null,null,null,null,null,null,null,null,null,null,null,null,null,null,null,null,null,null,43028.037799999998,43,null,28,"K",12,"28K12",407,610.5,252,{"$f":"MIN(AP1127,360/'Roof Bay Analysis'!$I$51*AR1127)","v":378},14.5]
[43030.027600000001,43030.041400000002,43,null,30,"K",7,"30K 7",276,414,188,{"$f":"MIN(I1128,360/'Roof Bay Analysis'!$I$51*K1128)","v":276},9.6,null,null,null,null,null,null,null,null,null,null,null,null,null,null,null,null,null,null,null,null,null,43030.027600000001,43,null,30,"K",7,"30K 7",276,414,188,{"$f":"MIN(AP1128,360/'Roof Bay Analysis'!$I$51*AR1128)","v":276},9.6]
[43030.030500000001,43030.045749999997,43,null,30,"K",8,"30K 8",305,457.5,206,{"$f":"MIN(I1129,360/'Roof Bay Analysis'!$I$51*K1129)","v":305},10,null,null,null,null,null,null,null,null,null,null,null,null,null,null,null,null,null,null,null,null,null,43030.030500000001,43,null,30,"K",8,"30K 8",305,457.5,206,{"$f":"MIN(AP1129,360/'Roof Bay Analysis'!$I$51*AR1129)","v":305},10]
[43030.033199999998,43030.049800000001,43,null,30,"K",9,"30K 9",332,498,223,{"$f":"MIN(I1130,360/'Roof Bay Analysis'!$I$51*K1130)","v":332},10.6,null,null,null,null,null,null,null,null,null,null,null,null,null,null,null,null,null,null,null,null,null,43030.033199999998,43,null,30,"K",9,"30K 9",332,498,223,{"$f":"MIN(AP1130,360/'Roof Bay Analysis'!$I$51*AR1130)","v":332},10.6]
[43030.039400000001,43030.059099999999,43,null,30,"K",10,"30K10",394,591,263,{"$f":"MIN(I1131,360/'Roof Bay Analysis'!$I$51*K1131)","v":394},11.9,null,null,null,null,null,null,null,null,null,null,null,null,null,null,null,null,null,null,null,null,null,43030.039400000001,43,null,30,"K",10,"30K10",394,591,263,{"$f":"MIN(AP1131,360/'Roof Bay Analysis'!$I$51*AR1131)","v":394},11.9]
[43030.040699999998,43030.061049999997,43,null,30,"K",11,"30K11",407,610.5,270,{"$f":"MIN(I1132,360/'Roof Bay Analysis'!$I$51*K1132)","v":405},13.3,null,null,null,null,null,null,null,null,null,null,null,null,null,null,null,null,null,null,null,null,null,43030.040500000003,43,null,30,"K",11,"30K11",407,610.5,270,{"$f":"MIN(AP1132,360/'Roof Bay Analysis'!$I$51*AR1132)","v":405},13.3]
[43030.040699999998,43030.061049999997,43,null,30,"K",12,"30K12",407,610.5,270,{"$f":"MIN(I1133,360/'Roof Bay Analysis'!$I$51*K1133)","v":405},15,null,null,null,null,null,null,null,null,null,null,null,null,null,null,null,null,null,null,null,null,null,43030.040500000003,43,null,30,"K",12,"30K12",407,610.5,270,{"$f":"MIN(AP1133,360/'Roof Bay Analysis'!$I$51*AR1133)","v":405},15]
[44022.013899999998,44022.020850000001,44,"X",22,"K",4,"22K 4",139,208.5,68,{"$f":"MIN(I1134,360/'Roof Bay Analysis'!$I$51*K1134)","v":102},7.3,null,null,null,null,null,null,null,null,null,null,null,null,null,null,null,null,null,null,null,null,null,44022.010199999997,44,"X",22,"K",4,"22K 4",139,208.5,68,{"$f":"MIN(AP1134,360/'Roof Bay Analysis'!$I$51*AR1134)","v":102},7.3]
[44022.015700000004,44022.023549999998,44,"X",22,"K",5,"22K 5",157,235.5,76,{"$f":"MIN(I1135,360/'Roof Bay Analysis'!$I$51*K1135)","v":114},7.7,null,null,null,null,null,null,null,null,null,null,null,null,null,null,null,null,null,null,null,null,null,44022.011400000003,44,"X",22,"K",5,"22K 5",157,235.5,76,{"$f":"MIN(AP1135,360/'Roof Bay Analysis'!$I$51*AR1135)","v":114},7.7]
[44022.017099999997,44022.025650000003,44,"X",22,"K",6,"22K 6",171,256.5,83,{"$f":"MIN(I1136,360/'Roof Bay Analysis'!$I$51*K1136)","v":124.5},8.5,null,null,null,null,null,null,null,null,null,null,null,null,null,null,null,null,null,null,null,null,null,44022.012450000002,44,"X",22,"K",6,"22K 6",171,256.5,83,{"$f":"MIN(AP1136,360/'Roof Bay Analysis'!$I$51*AR1136)","v":124.5},8.5]
[44022.019099999998,44022.02865,44,"X",22,"K",7,"22K 7",191,286.5,92,{"$f":"MIN(I1137,360/'Roof Bay Analysis'!$I$51*K1137)","v":138},9,null,null,null,null,null,null,null,null,null,null,null,null,null,null,null,null,null,null,null,null,null,44022.013800000001,44,"X",22,"K",7,"22K 7",191,286.5,92,{"$f":"MIN(AP1137,360/'Roof Bay Analysis'!$I$51*AR1137)","v":138},9]
[44022.022900000004,44022.034350000002,44,"X",22,"K",9,"22K 9",229,343.5,109,{"$f":"MIN(I1138,360/'Roof Bay Analysis'!$I$51*K1138)","v":163.5},10.199999999999999,null,null,null,null,null,null,null,null,null,null,null,null,null,null,null,null,null,null,null,null,null,44022.016349999998,44,"X",22,"K",9,"22K 9",229,343.5,109,{"$f":"MIN(AP1138,360/'Roof Bay Analysis'!$I$51*AR1138)","v":163.5},10.199999999999999]
[44022.027199999997,44022.040800000002,44,null,22,"K",10,"22K10",272,408,128,{"$f":"MIN(I1139,360/'Roof Bay Analysis'!$I$51*K1139)","v":192},11.7,null,null,null,null,null,null,null,null,null,null,null,null,null,null,null,null,null,null,null,null,null,44022.019200000002,44,null,22,"K",10,"22K10",272,408,128,{"$f":"MIN(AP1139,360/'Roof Bay Analysis'!$I$51*AR1139)","v":192},11.7]
[44022.0311,44022.046649999997,44,null,22,"K",11,"22K11",311,466.5,146,{"$f":"MIN(I1140,360/'Roof Bay Analysis'!$I$51*K1140)","v":219},11.9,null,null,null,null,null,null,null,null,null,null,null,null,null,null,null,null,null,null,null,null,null,44022.0219,44,null,22,"K",11,"22K11",311,466.5,146,{"$f":"MIN(AP1140,360/'Roof Bay Analysis'!$I$51*AR1140)","v":219},11.9]
[44024.015299999999,44024.022949999999,44,"X",24,"K",4,"24K 4",153,229.5,82,{"$f":"MIN(I1141,360/'Roof Bay Analysis'!$I$51*K1141)","v":123},7.8,null,null,null,null,null,null,null,null,null,null,null,null,null,null,null,null,null,null,null,null,null,44024.012300000002,44,"X",24,"K",4,"24K 4",153,229.5,82,{"$f":"MIN(AP1141,360/'Roof Bay Analysis'!$I$51*AR1141)","v":123},7.8]
[44024.017200000002,44024.025800000003,44,"X",24,"K",5,"24K 5",172,258,92,{"$f":"MIN(I1142,360/'Roof Bay Analysis'!$I$51*K1142)","v":138},7.9,null,null,null,null,null,null,null,null,null,null,null,null,null,null,null,null,null,null,null,null,null,44024.013800000001,44,"X",24,"K",5,"24K 5",172,258,92,{"$f":"MIN(AP1142,360/'Roof Bay Analysis'!$I$51*AR1142)","v":138},7.9]
[44024.018700000001,44024.028050000001,44,"X",24,"K",6,"24K 6",187,280.5,100,{"$f":"MIN(I1143,360/'Roof Bay Analysis'!$I$51*K1143)","v":150},8.5,null,null,null,null,null,null,null,null,null,null,null,null,null,null,null,null,null,null,null,null,null,44024.014999999999,44,"X",24,"K",6,"24K 6",187,280.5,100,{"$f":"MIN(AP1143,360/'Roof Bay Analysis'!$I$51*AR1143)","v":150},8.5]
[44024.020900000003,44024.031349999997,44,"X",24,"K",7,"24K 7",209,313.5,110,{"$f":"MIN(I1144,360/'Roof Bay Analysis'!$I$51*K1144)","v":165},9,null,null,null,null,null,null,null,null,null,null,null,null,null,null,null,null,null,null,null,null,null,44024.016499999998,44,"X",24,"K",7,"24K 7",209,313.5,110,{"$f":"MIN(AP1144,360/'Roof Bay Analysis'!$I$51*AR1144)","v":165},9]
[44024.023099999999,44024.034650000001,44,"X",24,"K",8,"24K 8",231,346.5,121,{"$f":"MIN(I1145,360/'Roof Bay Analysis'!$I$51*K1145)","v":181.5},9.4,null,null,null,null,null,null,null,null,null,null,null,null,null,null,null,null,null,null,null,null,null,44024.018150000004,44,"X",24,"K",8,"24K 8",231,346.5,121,{"$f":"MIN(AP1145,360/'Roof Bay Analysis'!$I$51*AR1145)","v":181.5},9.4]
[44024.025099999999,44024.037649999998,44,"X",24,"K",9,"24K 9",251,376.5,131,{"$f":"MIN(I1146,360/'Roof Bay Analysis'!$I$51*K1146)","v":196.5},10.3,null,null,null,null,null,null,null,null,null,null,null,null,null,null,null,null,null,null,null,null,null,44024.019650000002,44,"X",24,"K",9,"24K 9",251,376.5,131,{"$f":"MIN(AP1146,360/'Roof Bay Analysis'!$I$51*AR1146)","v":196.5},10.3]
[44024.029799999997,44024.044699999999,44,null,24,"K",10,"24K10",298,447,154,{"$f":"MIN(I1147,360/'Roof Bay Analysis'!$I$51*K1147)","v":231},11.7,null,null,null,null,null,null,null,null,null,null,null,null,null,null,null,null,null,null,null,null,null,44024.023099999999,44,null,24,"K",10,"24K10",298,447,154,{"$f":"MIN(AP1147,360/'Roof Bay Analysis'!$I$51*AR1147)","v":231},11.7]
[44024.038699999997,44024.05805,44,null,24,"K",12,"24K12",387,580.5,199,{"$f":"MIN(I1148,360/'Roof Bay Analysis'!$I$51*K1148)","v":298.5},13.5,null,null,null,null,null,null,null,null,null,null,null,null,null,null,null,null,null,null,null,null,null,44024.029849999999,44,null,24,"K",12,"24K12",387,580.5,199,{"$f":"MIN(AP1148,360/'Roof Bay Analysis'!$I$51*AR1148)","v":298.5},13.5]
[44026.018700000001,44026.028050000001,44,"X",26,"K",5,"26K 5",187,280.5,108,{"$f":"MIN(I1149,360/'Roof Bay Analysis'!$I$51*K1149)","v":162},8.1,null,null,null,null,null,null,null,null,null,null,null,null,null,null,null,null,null,null,null,null,null,44026.016199999998,44,"X",26,"K",5,"26K 5",187,280.5,108,{"$f":"MIN(AP1149,360/'Roof Bay Analysis'!$I$51*AR1149)","v":162},8.1]
[44026.020400000001,44026.030599999998,44,"X",26,"K",6,"26K 6",204,306,118,{"$f":"MIN(I1150,360/'Roof Bay Analysis'!$I$51*K1150)","v":177},8.6,null,null,null,null,null,null,null,null,null,null,null,null,null,null,null,null,null,null,null,null,null,44026.017699999997,44,"X",26,"K",6,"26K 6",204,306,118,{"$f":"MIN(AP1150,360/'Roof Bay Analysis'!$I$51*AR1150)","v":177},8.6]
[44026.022700000001,44026.034050000002,44,"X",26,"K",7,"26K 7",227,340.5,131,{"$f":"MIN(I1151,360/'Roof Bay Analysis'!$I$51*K1151)","v":196.5},9,null,null,null,null,null,null,null,null,null,null,null,null,null,null,null,null,null,null,null,null,null,44026.019650000002,44,"X",26,"K",7,"26K 7",227,340.5,131,{"$f":"MIN(AP1151,360/'Roof Bay Analysis'!$I$51*AR1151)","v":196.5},9]
[44026.025099999999,44026.037649999998,44,"X",26,"K",8,"26K 8",251,376.5,143,{"$f":"MIN(I1152,360/'Roof Bay Analysis'!$I$51*K1152)","v":214.5},9.6999999999999993,null,null,null,null,null,null,null,null,null,null,null,null,null,null,null,null,null,null,null,null,null,44026.02145,44,"X",26,"K",8,"26K 8",251,376.5,143,{"$f":"MIN(AP1152,360/'Roof Bay Analysis'!$I$51*AR1152)","v":214.5},9.6999999999999993]
[44026.027300000002,44026.040950000002,44,"X",26,"K",9,"26K 9",273,409.5,155,{"$f":"MIN(I1153,360/'Roof Bay Analysis'!$I$51*K1153)","v":232.5},10.4,null,null,null,null,null,null,null,null,null,null,null,null,null,null,null,null,null,null,null,null,null,44026.023249999998,44,"X",26,"K",9,"26K 9",273,409.5,155,{"$f":"MIN(AP1153,360/'Roof Bay Analysis'!$I$51*AR1153)","v":232.5},10.4]
[44026.032399999996,44026.048600000002,44,null,26,"K",10,"26K10",324,486,182,{"$f":"MIN(I1154,360/'Roof Bay Analysis'!$I$51*K1154)","v":273},11.8,null,null,null,null,null,null,null,null,null,null,null,null,null,null,null,null,null,null,null,null,null,44026.027300000002,44,null,26,"K",10,"26K10",324,486,182,{"$f":"MIN(AP1154,360/'Roof Bay Analysis'!$I$51*AR1154)","v":273},11.8]
[44026.039799999999,44026.059699999998,44,null,26,"K",12,"26K12",398,597,222,{"$f":"MIN(I1155,360/'Roof Bay Analysis'!$I$51*K1155)","v":333},13.7,null,null,null,null,null,null,null,null,null,null,null,null,null,null,null,null,null,null,null,null,null,44026.033300000003,44,null,26,"K",12,"26K12",398,597,222,{"$f":"MIN(AP1155,360/'Roof Bay Analysis'!$I$51*AR1155)","v":333},13.7]
[{"$f":"C1156*1000+E1156+I1156/10000","v":44028.021999999997},{"$f":"C1156*1000+E1156+J1156/10000","v":44028.033000000003},44,"X",28,"K",6,"28K 6",220,{"$f":"1.5*I1156","v":330},137,{"$f":"MIN(I1156,360/'Roof Bay Analysis'!$I$51*K1156)","v":205.5},8.9,null,null,null,null,null,null,null,null,null,null,null,null,null,null,null,null,null,null,null,null,null,{"$f":"AJ1156*1000+AL1156+AS1156/10000","v":44028.020550000001},44,"X",28,"K",6,"28K 6",220,{"$f":"1.5*AP1156","v":330},137,{"$f":"MIN(AP1156,360/'Roof Bay Analysis'!$I$51*AR1156)","v":205.5},8.9]
[44028.0245,44028.036749999999,44,"X",{"$f":"VALUE(LEFT(H1157,2))","v":28},{"$f":"MID(H1157,3,LEN(H1157)-4)","v":"K"},{"$f":"VALUE(RIGHT(H1157,2))","v":7},"28K 7",245,367.5,152,{"$f":"MIN(I1157,360/'Roof Bay Analysis'!$I$51*K1157)","v":228},9.1999999999999993,null,null,null,null,null,null,null,null,null,null,null,null,null,null,null,null,null,null,null,null,null,44028.022799999999,44,"X",{"$f":"VALUE(LEFT(AO1157,2))","v":28},{"$f":"MID(AO1157,3,LEN(AO1157)-4)","v":"K"},{"$f":"VALUE(RIGHT(AO1157,2))","v":7},"28K 7",245,367.5,152,{"$f":"MIN(AP1157,360/'Roof Bay Analysis'!$I$51*AR1157)","v":228},9.1999999999999993]
[44028.027099999999,44028.040650000003,44,"X",28,"K",8,"28K 8",271,406.5,167,{"$f":"MIN(I1158,360/'Roof Bay Analysis'!$I$51*K1158)","v":250.5},9.8000000000000007,null,null,null,null,null,null,null,null,null,null,null,null,null,null,null,null,null,null,null,null,null,44028.025049999997,44,"X",28,"K",8,"28K 8",271,406.5,167,{"$f":"MIN(AP1158,360/'Roof Bay Analysis'!$I$51*AR1158)","v":250.5},9.8000000000000007]
[44028.029499999997,44028.044249999999,44,null,28,"K",9,"28K 9",295,442.5,181,{"$f":"MIN(I1159,360/'Roof Bay Analysis'!$I$51*K1159)","v":271.5},10.5,null,null,null,null,null,null,null,null,null,null,null,null,null,null,null,null,null,null,null,null,null,44028.027150000002,44,null,28,"K",9,"28K 9",295,442.5,181,{"$f":"MIN(AP1159,360/'Roof Bay Analysis'!$I$51*AR1159)","v":271.5},10.5]
[44028.035000000003,44028.052499999998,44,null,28,"K",10,"28K10",350,525,212,{"$f":"MIN(I1160,360/'Roof Bay Analysis'!$I$51*K1160)","v":318},11.8,null,null,null,null,null,null,null,null,null,null,null,null,null,null,null,null,null,null,null,null,null,44028.031799999997,44,null,28,"K",10,"28K10",350,525,212,{"$f":"MIN(AP1160,360/'Roof Bay Analysis'!$I$51*AR1160)","v":318},11.8]
[44028.039799999999,44028.059699999998,44,null,28,"K",12,"28K12",398,597,240,{"$f":"MIN(I1161,360/'Roof Bay Analysis'!$I$51*K1161)","v":360},14.5,null,null,null,null,null,null,null,null,null,null,null,null,null,null,null,null,null,null,null,null,null,44028.036,44,null,28,"K",12,"28K12",398,597,240,{"$f":"MIN(AP1161,360/'Roof Bay Analysis'!$I$51*AR1161)","v":360},14.5]
[44030.026299999998,44030.039449999997,44,"X",30,"K",7,"30K 7",263,394.5,176,{"$f":"MIN(I1162,360/'Roof Bay Analysis'!$I$51*K1162)","v":263},9.6,null,null,null,null,null,null,null,null,null,null,null,null,null,null,null,null,null,null,null,null,null,44030.026299999998,44,"X",30,"K",7,"30K 7",263,394.5,176,{"$f":"MIN(AP1162,360/'Roof Bay Analysis'!$I$51*AR1162)","v":263},9.6]
[44030.0291,44030.04365,44,null,30,"K",8,"30K 8",291,436.5,192,{"$f":"MIN(I1163,360/'Roof Bay Analysis'!$I$51*K1163)","v":288},10,null,null,null,null,null,null,null,null,null,null,null,null,null,null,null,null,null,null,null,null,null,44030.0288,44,null,30,"K",8,"30K 8",291,436.5,192,{"$f":"MIN(AP1163,360/'Roof Bay Analysis'!$I$51*AR1163)","v":288},10]
[44030.0317,44030.047550000003,44,null,30,"K",9,"30K 9",317,475.5,208,{"$f":"MIN(I1164,360/'Roof Bay Analysis'!$I$51*K1164)","v":312},10.6,null,null,null,null,null,null,null,null,null,null,null,null,null,null,null,null,null,null,null,null,null,44030.031199999998,44,null,30,"K",9,"30K 9",317,475.5,208,{"$f":"MIN(AP1164,360/'Roof Bay Analysis'!$I$51*AR1164)","v":312},10.6]
[44030.037600000003,44030.056400000001,44,null,30,"K",10,"30K10",376,564,245,{"$f":"MIN(I1165,360/'Roof Bay Analysis'!$I$51*K1165)","v":367.5},11.9,null,null,null,null,null,null,null,null,null,null,null,null,null,null,null,null,null,null,null,null,null,44030.036749999999,44,null,30,"K",10,"30K10",376,564,245,{"$f":"MIN(AP1165,360/'Roof Bay Analysis'!$I$51*AR1165)","v":367.5},11.9]
[44030.039799999999,44030.059699999998,44,null,30,"K",11,"30K11",398,597,258,{"$f":"MIN(I1166,360/'Roof Bay Analysis'!$I$51*K1166)","v":387},13.3,null,null,null,null,null,null,null,null,null,null,null,null,null,null,null,null,null,null,null,null,null,44030.038699999997,44,null,30,"K",11,"30K11",398,597,258,{"$f":"MIN(AP1166,360/'Roof Bay Analysis'!$I$51*AR1166)","v":387},13.3]
[44030.039799999999,44030.059699999998,44,null,30,"K",12,"30K12",398,597,258,{"$f":"MIN(I1167,360/'Roof Bay Analysis'!$I$51*K1167)","v":387},15,null,null,null,null,null,null,null,null,null,null,null,null,null,null,null,null,null,null,null,null,null,44030.038699999997,44,null,30,"K",12,"30K12",398,597,258,{"$f":"MIN(AP1167,360/'Roof Bay Analysis'!$I$51*AR1167)","v":387},15]
[45024.014600000002,45024.0219,45,"X",24,"K",4,"24K 4",146,219,76,{"$f":"MIN(I1168,360/'Roof Bay Analysis'!$I$51*K1168)","v":114},7.8,null,null,null,null,null,null,null,null,null,null,null,null,null,null,null,null,null,null,null,null,null,45024.011400000003,45,"X",24,"K",4,"24K 4",146,219,76,{"$f":"MIN(AP1168,360/'Roof Bay Analysis'!$I$51*AR1168)","v":114},7.8]
[45024.0164,45024.024599999997,45,"X",24,"K",5,"24K 5",164,246,86,{"$f":"MIN(I1169,360/'Roof Bay Analysis'!$I$51*K1169)","v":129},7.9,null,null,null,null,null,null,null,null,null,null,null,null,null,null,null,null,null,null,null,null,null,45024.012900000002,45,"X",24,"K",5,"24K 5",164,246,86,{"$f":"MIN(AP1169,360/'Roof Bay Analysis'!$I$51*AR1169)","v":129},7.9]
[45024.017899999999,45024.026850000002,45,"X",24,"K",6,"24K 6",179,268.5,93,{"$f":"MIN(I1170,360/'Roof Bay Analysis'!$I$51*K1170)","v":139.5},8.5,null,null,null,null,null,null,null,null,null,null,null,null,null,null,null,null,null,null,null,null,null,45024.01395,45,"X",24,"K",6,"24K 6",179,268.5,93,{"$f":"MIN(AP1170,360/'Roof Bay Analysis'!$I$51*AR1170)","v":139.5},8.5]
[45024.019899999999,45024.029849999999,45,"X",24,"K",7,"24K 7",199,298.5,103,{"$f":"MIN(I1171,360/'Roof Bay Analysis'!$I$51*K1171)","v":154.5},9,null,null,null,null,null,null,null,null,null,null,null,null,null,null,null,null,null,null,null,null,null,45024.015449999999,45,"X",24,"K",7,"24K 7",199,298.5,103,{"$f":"MIN(AP1171,360/'Roof Bay Analysis'!$I$51*AR1171)","v":154.5},9]
[45024.021999999997,45024.033000000003,45,"X",24,"K",8,"24K 8",220,330,113,{"$f":"MIN(I1172,360/'Roof Bay Analysis'!$I$51*K1172)","v":169.5},9.4,null,null,null,null,null,null,null,null,null,null,null,null,null,null,null,null,null,null,null,null,null,45024.016949999997,45,"X",24,"K",8,"24K 8",220,330,113,{"$f":"MIN(AP1172,360/'Roof Bay Analysis'!$I$51*AR1172)","v":169.5},9.4]
[45024.023999999998,45024.036,45,"X",24,"K",9,"24K 9",240,360,122,{"$f":"MIN(I1173,360/'Roof Bay Analysis'!$I$51*K1173)","v":183},10.3,null,null,null,null,null,null,null,null,null,null,null,null,null,null,null,null,null,null,null,null,null,45024.018300000003,45,"X",24,"K",9,"24K 9",240,360,122,{"$f":"MIN(AP1173,360/'Roof Bay Analysis'!$I$51*AR1173)","v":183},10.3]
[45024.0285,45024.042750000001,45,null,24,"K",10,"24K10",285,427.5,144,{"$f":"MIN(I1174,360/'Roof Bay Analysis'!$I$51*K1174)","v":216},11.7,null,null,null,null,null,null,null,null,null,null,null,null,null,null,null,null,null,null,null,null,null,45024.0216,45,null,24,"K",10,"24K10",285,427.5,144,{"$f":"MIN(AP1174,360/'Roof Bay Analysis'!$I$51*AR1174)","v":216},11.7]
[45024.036999999997,45024.055500000002,45,null,24,"K",12,"24K12",370,555,185,{"$f":"MIN(I1175,360/'Roof Bay Analysis'!$I$51*K1175)","v":277.5},13.5,null,null,null,null,null,null,null,null,null,null,null,null,null,null,null,null,null,null,null,null,null,45024.027750000001,45,null,24,"K",12,"24K12",370,555,185,{"$f":"MIN(AP1175,360/'Roof Bay Analysis'!$I$51*AR1175)","v":277.5},13.5]
[45026.017899999999,45026.026850000002,45,"X",26,"K",5,"26K 5",179,268.5,101,{"$f":"MIN(I1176,360/'Roof Bay Analysis'!$I$51*K1176)","v":151.5},8.1,null,null,null,null,null,null,null,null,null,null,null,null,null,null,null,null,null,null,null,null,null,45026.015149999999,45,"X",26,"K",5,"26K 5",179,268.5,101,{"$f":"MIN(AP1176,360/'Roof Bay Analysis'!$I$51*AR1176)","v":151.5},8.1]
[45026.019399999997,45026.0291,45,"X",26,"K",6,"26K 6",194,291,110,{"$f":"MIN(I1177,360/'Roof Bay Analysis'!$I$51*K1177)","v":165},8.6,null,null,null,null,null,null,null,null,null,null,null,null,null,null,null,null,null,null,null,null,null,45026.016499999998,45,"X",26,"K",6,"26K 6",194,291,110,{"$f":"MIN(AP1177,360/'Roof Bay Analysis'!$I$51*AR1177)","v":165},8.6]
[45026.021699999998,45026.032550000004,45,"X",26,"K",7,"26K 7",217,325.5,122,{"$f":"MIN(I1178,360/'Roof Bay Analysis'!$I$51*K1178)","v":183},9,null,null,null,null,null,null,null,null,null,null,null,null,null,null,null,null,null,null,null,null,null,45026.018300000003,45,"X",26,"K",7,"26K 7",217,325.5,122,{"$f":"MIN(AP1178,360/'Roof Bay Analysis'!$I$51*AR1178)","v":183},9]
[45026.023999999998,45026.036,45,"X",26,"K",8,"26K 8",240,360,133,{"$f":"MIN(I1179,360/'Roof Bay Analysis'!$I$51*K1179)","v":199.5},9.6999999999999993,null,null,null,null,null,null,null,null,null,null,null,null,null,null,null,null,null,null,null,null,null,45026.019950000002,45,"X",26,"K",8,"26K 8",240,360,133,{"$f":"MIN(AP1179,360/'Roof Bay Analysis'!$I$51*AR1179)","v":199.5},9.6999999999999993]
[45026.026100000003,45026.039149999997,45,"X",26,"K",9,"26K 9",261,391.5,145,{"$f":"MIN(I1180,360/'Roof Bay Analysis'!$I$51*K1180)","v":217.5},10.4,null,null,null,null,null,null,null,null,null,null,null,null,null,null,null,null,null,null,null,null,null,45026.02175,45,"X",26,"K",9,"26K 9",261,391.5,145,{"$f":"MIN(AP1180,360/'Roof Bay Analysis'!$I$51*AR1180)","v":217.5},10.4]
[45026.031000000003,45026.046499999997,45,null,26,"K",10,"26K10",310,465,170,{"$f":"MIN(I1181,360/'Roof Bay Analysis'!$I$51*K1181)","v":255},11.8,null,null,null,null,null,null,null,null,null,null,null,null,null,null,null,null,null,null,null,null,null,45026.025500000003,45,null,26,"K",10,"26K10",310,465,170,{"$f":"MIN(AP1181,360/'Roof Bay Analysis'!$I$51*AR1181)","v":255},11.8]
[45026.0389,45026.058349999999,45,null,26,"K",12,"26K12",389,583.5,212,{"$f":"MIN(I1182,360/'Roof Bay Analysis'!$I$51*K1182)","v":318},13.7,null,null,null,null,null,null,null,null,null,null,null,null,null,null,null,null,null,null,null,null,null,45026.031799999997,45,null,26,"K",12,"26K12",389,583.5,212,{"$f":"MIN(AP1182,360/'Roof Bay Analysis'!$I$51*AR1182)","v":318},13.7]
[45028.021000000001,45028.031499999997,45,"X",28,"K",6,"28K 6",210,315,128,{"$f":"MIN(I1183,360/'Roof Bay Analysis'!$I$51*K1183)","v":192},8.9,null,null,null,null,null,null,null,null,null,null,null,null,null,null,null,null,null,null,null,null,null,45028.019200000002,45,"X",28,"K",6,"28K 6",210,315,128,{"$f":"MIN(AP1183,360/'Roof Bay Analysis'!$I$51*AR1183)","v":192},8.9]
[45028.023399999998,45028.035100000001,45,"X",28,"K",7,"28K 7",234,351,142,{"$f":"MIN(I1184,360/'Roof Bay Analysis'!$I$51*K1184)","v":213},9.1999999999999993,null,null,null,null,null,null,null,null,null,null,null,null,null,null,null,null,null,null,null,null,null,45028.0213,45,"X",28,"K",7,"28K 7",234,351,142,{"$f":"MIN(AP1184,360/'Roof Bay Analysis'!$I$51*AR1184)","v":213},9.1999999999999993]
[45028.025900000001,45028.038849999997,45,"X",28,"K",8,"28K 8",259,388.5,156,{"$f":"MIN(I1185,360/'Roof Bay Analysis'!$I$51*K1185)","v":234},9.8000000000000007,null,null,null,null,null,null,null,null,null,null,null,null,null,null,null,null,null,null,null,null,null,45028.023399999998,45,"X",28,"K",8,"28K 8",259,388.5,156,{"$f":"MIN(AP1185,360/'Roof Bay Analysis'!$I$51*AR1185)","v":234},9.8000000000000007]
[45028.028200000001,45028.042300000001,45,"X",28,"K",9,"28K 9",282,423,169,{"$f":"MIN(I1186,360/'Roof Bay Analysis'!$I$51*K1186)","v":253.5},10.5,null,null,null,null,null,null,null,null,null,null,null,null,null,null,null,null,null,null,null,null,null,45028.025350000004,45,"X",28,"K",9,"28K 9",282,423,169,{"$f":"MIN(AP1186,360/'Roof Bay Analysis'!$I$51*AR1186)","v":253.5},10.5]
[45028.0334,45028.0501,45,null,28,"K",10,"28K10",334,501,198,{"$f":"MIN(I1187,360/'Roof Bay Analysis'!$I$51*K1187)","v":297},11.8,null,null,null,null,null,null,null,null,null,null,null,null,null,null,null,null,null,null,null,null,null,45028.029699999999,45,null,28,"K",10,"28K10",334,501,198,{"$f":"MIN(AP1187,360/'Roof Bay Analysis'!$I$51*AR1187)","v":297},11.8]
[45028.0389,45028.058349999999,45,null,28,"K",12,"28K12",389,583.5,229,{"$f":"MIN(I1188,360/'Roof Bay Analysis'!$I$51*K1188)","v":343.5},14.5,null,null,null,null,null,null,null,null,null,null,null,null,null,null,null,null,null,null,null,null,null,45028.034350000002,45,null,28,"K",12,"28K12",389,583.5,229,{"$f":"MIN(AP1188,360/'Roof Bay Analysis'!$I$51*AR1188)","v":343.5},14.5]
[45030.025099999999,45030.037649999998,45,"X",30,"K",7,"30K 7",251,376.5,164,{"$f":"MIN(I1189,360/'Roof Bay Analysis'!$I$51*K1189)","v":246},9.6,null,null,null,null,null,null,null,null,null,null,null,null,null,null,null,null,null,null,null,null,null,45030.024599999997,45,"X",30,"K",7,"30K 7",251,376.5,164,{"$f":"MIN(AP1189,360/'Roof Bay Analysis'!$I$51*AR1189)","v":246},9.6]
[45030.027800000003,45030.041700000002,45,"X",30,"K",8,"30K 8",278,417,179,{"$f":"MIN(I1190,360/'Roof Bay Analysis'!$I$51*K1190)","v":268.5},10,null,null,null,null,null,null,null,null,null,null,null,null,null,null,null,null,null,null,null,null,null,45030.026850000002,45,"X",30,"K",8,"30K 8",278,417,179,{"$f":"MIN(AP1190,360/'Roof Bay Analysis'!$I$51*AR1190)","v":268.5},10]
[45030.030299999999,45030.045449999998,45,"X",30,"K",9,"30K 9",303,454.5,195,{"$f":"MIN(I1191,360/'Roof Bay Analysis'!$I$51*K1191)","v":292.5},10.6,null,null,null,null,null,null,null,null,null,null,null,null,null,null,null,null,null,null,null,null,null,45030.02925,45,"X",30,"K",9,"30K 9",303,454.5,195,{"$f":"MIN(AP1191,360/'Roof Bay Analysis'!$I$51*AR1191)","v":292.5},10.6]
[45030.035900000003,45030.053849999997,45,null,30,"K",10,"30K10",359,538.5,229,{"$f":"MIN(I1192,360/'Roof Bay Analysis'!$I$51*K1192)","v":343.5},11.9,null,null,null,null,null,null,null,null,null,null,null,null,null,null,null,null,null,null,null,null,null,45030.034350000002,45,null,30,"K",10,"30K10",359,538.5,229,{"$f":"MIN(AP1192,360/'Roof Bay Analysis'!$I$51*AR1192)","v":343.5},11.9]
[45030.0389,45030.058349999999,45,null,30,"K",11,"30K11",389,583.5,246,{"$f":"MIN(I1193,360/'Roof Bay Analysis'!$I$51*K1193)","v":369},13.3,null,null,null,null,null,null,null,null,null,null,null,null,null,null,null,null,null,null,null,null,null,45030.036899999999,45,null,30,"K",11,"30K11",389,583.5,246,{"$f":"MIN(AP1193,360/'Roof Bay Analysis'!$I$51*AR1193)","v":369},13.3]
[45030.0389,45030.058349999999,45,null,30,"K",12,"30K12",389,583.5,246,{"$f":"MIN(I1194,360/'Roof Bay Analysis'!$I$51*K1194)","v":369},15,null,null,null,null,null,null,null,null,null,null,null,null,null,null,null,null,null,null,null,null,null,45030.036899999999,45,null,30,"K",12,"30K12",389,583.5,246,{"$f":"MIN(AP1194,360/'Roof Bay Analysis'!$I$51*AR1194)","v":369},15]
[46024.013899999998,46024.020850000001,46,"X",24,"K",4,"24K 4",139,208.5,71,{"$f":"MIN(I1195,360/'Roof Bay Analysis'!$I$51*K1195)","v":106.5},7.8,null,null,null,null,null,null,null,null,null,null,null,null,null,null,null,null,null,null,null,null,null,46024.010649999997,46,"X",24,"K",4,"24K 4",139,208.5,71,{"$f":"MIN(AP1195,360/'Roof Bay Analysis'!$I$51*AR1195)","v":106.5},7.8]
[46024.015700000004,46024.023549999998,46,"X",24,"K",5,"24K 5",157,235.5,80,{"$f":"MIN(I1196,360/'Roof Bay Analysis'!$I$51*K1196)","v":120},7.9,null,null,null,null,null,null,null,null,null,null,null,null,null,null,null,null,null,null,null,null,null,46024.012000000002,46,"X",24,"K",5,"24K 5",157,235.5,80,{"$f":"MIN(AP1196,360/'Roof Bay Analysis'!$I$51*AR1196)","v":120},7.9]
[46024.017099999997,46024.025650000003,46,"X",24,"K",6,"24K 6",171,256.5,87,{"$f":"MIN(I1197,360/'Roof Bay Analysis'!$I$51*K1197)","v":130.5},8.5,null,null,null,null,null,null,null,null,null,null,null,null,null,null,null,null,null,null,null,null,null,46024.013050000001,46,"X",24,"K",6,"24K 6",171,256.5,87,{"$f":"MIN(AP1197,360/'Roof Bay Analysis'!$I$51*AR1197)","v":130.5},8.5]
[46024.019099999998,46024.02865,46,"X",24,"K",7,"24K 7",191,286.5,97,{"$f":"MIN(I1198,360/'Roof Bay Analysis'!$I$51*K1198)","v":145.5},9,null,null,null,null,null,null,null,null,null,null,null,null,null,null,null,null,null,null,null,null,null,46024.01455,46,"X",24,"K",7,"24K 7",191,286.5,97,{"$f":"MIN(AP1198,360/'Roof Bay Analysis'!$I$51*AR1198)","v":145.5},9]
[46024.021099999998,46024.031649999997,46,"X",24,"K",8,"24K 8",211,316.5,106,{"$f":"MIN(I1199,360/'Roof Bay Analysis'!$I$51*K1199)","v":159},9.4,null,null,null,null,null,null,null,null,null,null,null,null,null,null,null,null,null,null,null,null,null,46024.015899999999,46,"X",24,"K",8,"24K 8",211,316.5,106,{"$f":"MIN(AP1199,360/'Roof Bay Analysis'!$I$51*AR1199)","v":159},9.4]
[46024.023000000001,46024.034500000002,46,"X",24,"K",9,"24K 9",230,345,114,{"$f":"MIN(I1200,360/'Roof Bay Analysis'!$I$51*K1200)","v":171},10.3,null,null,null,null,null,null,null,null,null,null,null,null,null,null,null,null,null,null,null,null,null,46024.017099999997,46,"X",24,"K",9,"24K 9",230,345,114,{"$f":"MIN(AP1200,360/'Roof Bay Analysis'!$I$51*AR1200)","v":171},10.3]
[46024.027199999997,46024.040800000002,46,null,24,"K",10,"24K10",272,408,135,{"$f":"MIN(I1201,360/'Roof Bay Analysis'!$I$51*K1201)","v":202.5},11.7,null,null,null,null,null,null,null,null,null,null,null,null,null,null,null,null,null,null,null,null,null,46024.020250000001,46,null,24,"K",10,"24K10",272,408,135,{"$f":"MIN(AP1201,360/'Roof Bay Analysis'!$I$51*AR1201)","v":202.5},11.7]
[46024.035400000001,46024.053099999997,46,null,24,"K",12,"24K12",354,531,174,{"$f":"MIN(I1202,360/'Roof Bay Analysis'!$I$51*K1202)","v":261},13.5,null,null,null,null,null,null,null,null,null,null,null,null,null,null,null,null,null,null,null,null,null,46024.026100000003,46,null,24,"K",12,"24K12",354,531,174,{"$f":"MIN(AP1202,360/'Roof Bay Analysis'!$I$51*AR1202)","v":261},13.5]
[46026.017099999997,46026.025650000003,46,"X",26,"K",5,"26K 5",171,256.5,95,{"$f":"MIN(I1203,360/'Roof Bay Analysis'!$I$51*K1203)","v":142.5},8.1,null,null,null,null,null,null,null,null,null,null,null,null,null,null,null,null,null,null,null,null,null,46026.01425,46,"X",26,"K",5,"26K 5",171,256.5,95,{"$f":"MIN(AP1203,360/'Roof Bay Analysis'!$I$51*AR1203)","v":142.5},8.1]
[46026.018600000003,46026.027900000001,46,"X",26,"K",6,"26K 6",186,279,103,{"$f":"MIN(I1204,360/'Roof Bay Analysis'!$I$51*K1204)","v":154.5},8.6,null,null,null,null,null,null,null,null,null,null,null,null,null,null,null,null,null,null,null,null,null,46026.015449999999,46,"X",26,"K",6,"26K 6",186,279,103,{"$f":"MIN(AP1204,360/'Roof Bay Analysis'!$I$51*AR1204)","v":154.5},8.6]
[46026.020700000001,46026.031049999998,46,"X",26,"K",7,"26K 7",207,310.5,114,{"$f":"MIN(I1205,360/'Roof Bay Analysis'!$I$51*K1205)","v":171},9,null,null,null,null,null,null,null,null,null,null,null,null,null,null,null,null,null,null,null,null,null,46026.017099999997,46,"X",26,"K",7,"26K 7",207,310.5,114,{"$f":"MIN(AP1205,360/'Roof Bay Analysis'!$I$51*AR1205)","v":171},9]
[46026.022900000004,46026.034350000002,46,"X",26,"K",8,"26K 8",229,343.5,125,{"$f":"MIN(I1206,360/'Roof Bay Analysis'!$I$51*K1206)","v":187.5},9.6999999999999993,null,null,null,null,null,null,null,null,null,null,null,null,null,null,null,null,null,null,null,null,null,46026.018750000003,46,"X",26,"K",8,"26K 8",229,343.5,125,{"$f":"MIN(AP1206,360/'Roof Bay Analysis'!$I$51*AR1206)","v":187.5},9.6999999999999993]
[46026.025000000001,46026.037499999999,46,"X",26,"K",9,"26K 9",250,375,135,{"$f":"MIN(I1207,360/'Roof Bay Analysis'!$I$51*K1207)","v":202.5},10.4,null,null,null,null,null,null,null,null,null,null,null,null,null,null,null,null,null,null,null,null,null,46026.020250000001,46,"X",26,"K",9,"26K 9",250,375,135,{"$f":"MIN(AP1207,360/'Roof Bay Analysis'!$I$51*AR1207)","v":202.5},10.4]
[46026.029600000002,46026.044399999999,46,null,26,"K",10,"26K10",296,444,159,{"$f":"MIN(I1208,360/'Roof Bay Analysis'!$I$51*K1208)","v":238.5},11.8,null,null,null,null,null,null,null,null,null,null,null,null,null,null,null,null,null,null,null,null,null,46026.023849999998,46,null,26,"K",10,"26K10",296,444,159,{"$f":"MIN(AP1208,360/'Roof Bay Analysis'!$I$51*AR1208)","v":238.5},11.8]
[46026.038,46026.057000000001,46,null,26,"K",12,"26K12",380,570,203,{"$f":"MIN(I1209,360/'Roof Bay Analysis'!$I$51*K1209)","v":304.5},13.7,null,null,null,null,null,null,null,null,null,null,null,null,null,null,null,null,null,null,null,null,null,46026.030449999998,46,null,26,"K",12,"26K12",380,570,203,{"$f":"MIN(AP1209,360/'Roof Bay Analysis'!$I$51*AR1209)","v":304.5},13.7]
[46028.020100000002,46028.030149999999,46,"X",28,"K",6,"28K 6",201,301.5,120,{"$f":"MIN(I1210,360/'Roof Bay Analysis'!$I$51*K1210)","v":180},8.9,null,null,null,null,null,null,null,null,null,null,null,null,null,null,null,null,null,null,null,null,null,46028.017999999996,46,"X",28,"K",6,"28K 6",201,301.5,120,{"$f":"MIN(AP1210,360/'Roof Bay Analysis'!$I$51*AR1210)","v":180},8.9]
[46028.022400000002,46028.033600000002,46,"X",28,"K",7,"28K 7",224,336,133,{"$f":"MIN(I1211,360/'Roof Bay Analysis'!$I$51*K1211)","v":199.5},9.1999999999999993,null,null,null,null,null,null,null,null,null,null,null,null,null,null,null,null,null,null,null,null,null,46028.019950000002,46,"X",28,"K",7,"28K 7",224,336,133,{"$f":"MIN(AP1211,360/'Roof Bay Analysis'!$I$51*AR1211)","v":199.5},9.1999999999999993]
[46028.024799999999,46028.037199999999,46,"X",28,"K",8,"28K 8",248,372,146,{"$f":"MIN(I1212,360/'Roof Bay Analysis'!$I$51*K1212)","v":219},9.8000000000000007,null,null,null,null,null,null,null,null,null,null,null,null,null,null,null,null,null,null,null,null,null,46028.0219,46,"X",28,"K",8,"28K 8",248,372,146,{"$f":"MIN(AP1212,360/'Roof Bay Analysis'!$I$51*AR1212)","v":219},9.8000000000000007]
[46028.027000000002,46028.040500000003,46,"X",28,"K",9,"28K 9",270,405,158,{"$f":"MIN(I1213,360/'Roof Bay Analysis'!$I$51*K1213)","v":237},10.5,null,null,null,null,null,null,null,null,null,null,null,null,null,null,null,null,null,null,null,null,null,46028.023699999998,46,"X",28,"K",9,"28K 9",270,405,158,{"$f":"MIN(AP1213,360/'Roof Bay Analysis'!$I$51*AR1213)","v":237},10.5]
[46028.031999999999,46028.048000000003,46,null,28,"K",10,"28K10",320,480,186,{"$f":"MIN(I1214,360/'Roof Bay Analysis'!$I$51*K1214)","v":279},11.8,null,null,null,null,null,null,null,null,null,null,null,null,null,null,null,null,null,null,null,null,null,46028.027900000001,46,null,28,"K",10,"28K10",320,480,186,{"$f":"MIN(AP1214,360/'Roof Bay Analysis'!$I$51*AR1214)","v":279},11.8]
[46028.038,46028.057000000001,46,null,28,"K",12,"28K12",380,570,219,{"$f":"MIN(I1215,360/'Roof Bay Analysis'!$I$51*K1215)","v":328.5},14.5,null,null,null,null,null,null,null,null,null,null,null,null,null,null,null,null,null,null,null,null,null,46028.032850000003,46,null,28,"K",12,"28K12",380,570,219,{"$f":"MIN(AP1215,360/'Roof Bay Analysis'!$I$51*AR1215)","v":328.5},14.5]
[46030.024100000002,46030.03615,46,"X",30,"K",7,"30K 7",241,361.5,153,{"$f":"MIN(I1216,360/'Roof Bay Analysis'!$I$51*K1216)","v":229.5},9.6,null,null,null,null,null,null,null,null,null,null,null,null,null,null,null,null,null,null,null,null,null,46030.022949999999,46,"X",30,"K",7,"30K 7",241,361.5,153,{"$f":"MIN(AP1216,360/'Roof Bay Analysis'!$I$51*AR1216)","v":229.5},9.6]
[46030.026599999997,46030.039900000003,46,"X",30,"K",8,"30K 8",266,399,168,{"$f":"MIN(I1217,360/'Roof Bay Analysis'!$I$51*K1217)","v":252},10,null,null,null,null,null,null,null,null,null,null,null,null,null,null,null,null,null,null,null,null,null,46030.025199999996,46,"X",30,"K",8,"30K 8",266,399,168,{"$f":"MIN(AP1217,360/'Roof Bay Analysis'!$I$51*AR1217)","v":252},10]
[46030.029000000002,46030.0435,46,"X",30,"K",9,"30K 9",290,435,182,{"$f":"MIN(I1218,360/'Roof Bay Analysis'!$I$51*K1218)","v":273},10.6,null,null,null,null,null,null,null,null,null,null,null,null,null,null,null,null,null,null,null,null,null,46030.027300000002,46,"X",30,"K",9,"30K 9",290,435,182,{"$f":"MIN(AP1218,360/'Roof Bay Analysis'!$I$51*AR1218)","v":273},10.6]
[46030.034399999997,46030.051599999999,46,null,30,"K",10,"30K10",344,516,214,{"$f":"MIN(I1219,360/'Roof Bay Analysis'!$I$51*K1219)","v":321},11.9,null,null,null,null,null,null,null,null,null,null,null,null,null,null,null,null,null,null,null,null,null,46030.032099999997,46,null,30,"K",10,"30K10",344,516,214,{"$f":"MIN(AP1219,360/'Roof Bay Analysis'!$I$51*AR1219)","v":321},11.9]
[{"$f":"C1220*1000+E1220+I1220/10000","v":46030.038},{"$f":"C1220*1000+E1220+J1220/10000","v":46030.057000000001},46,null,30,"K",11,"30K11",380,{"$f":"1.5*I1220","v":570},236,{"$f":"MIN(I1220,360/'Roof Bay Analysis'!$I$51*K1220)","v":354},13.3,null,null,null,null,null,null,null,null,null,null,null,null,null,null,null,null,null,null,null,null,null,{"$f":"AJ1220*1000+AL1220+AS1220/10000","v":46030.035400000001},46,null,30,"K",11,"30K11",380,{"$f":"1.5*AP1220","v":570},236,{"$f":"MIN(AP1220,360/'Roof Bay Analysis'!$I$51*AR1220)","v":354},13.3]
[46030.038,46030.057000000001,46,null,{"$f":"VALUE(LEFT(H1221,2))","v":30},{"$f":"MID(H1221,3,LEN(H1221)-4)","v":"K"},{"$f":"VALUE(RIGHT(H1221,2))","v":12},"30K12",380,570,236,{"$f":"MIN(I1221,360/'Roof Bay Analysis'!$I$51*K1221)","v":354},15,null,null,null,null,null,null,null,null,null,null,null,null,null,null,null,null,null,null,null,null,null,46030.035400000001,46,null,{"$f":"VALUE(LEFT(AO1221,2))","v":30},{"$f":"MID(AO1221,3,LEN(AO1221)-4)","v":"K"},{"$f":"VALUE(RIGHT(AO1221,2))","v":12},"30K12",380,570,236,{"$f":"MIN(AP1221,360/'Roof Bay Analysis'!$I$51*AR1221)","v":354},15]
[47024.013299999999,47024.019950000002,47,"X",24,"K",4,"24K 4",133,199.5,67,{"$f":"MIN(I1222,360/'Roof Bay Analysis'!$I$51*K1222)","v":100.5},7.8,null,null,null,null,null,null,null,null,null,null,null,null,null,null,null,null,null,null,null,null,null,47024.010049999997,47,"X",24,"K",4,"24K 4",133,199.5,67,{"$f":"MIN(AP1222,360/'Roof Bay Analysis'!$I$51*AR1222)","v":100.5},7.8]
[47024.014999999999,47024.022499999999,47,"X",24,"K",5,"24K 5",150,225,75,{"$f":"MIN(I1223,360/'Roof Bay Analysis'!$I$51*K1223)","v":112.5},7.9,null,null,null,null,null,null,null,null,null,null,null,null,null,null,null,null,null,null,null,null,null,47024.011250000003,47,"X",24,"K",5,"24K 5",150,225,75,{"$f":"MIN(AP1223,360/'Roof Bay Analysis'!$I$51*AR1223)","v":112.5},7.9]
[47024.0164,47024.024599999997,47,"X",24,"K",6,"24K 6",164,246,82,{"$f":"MIN(I1224,360/'Roof Bay Analysis'!$I$51*K1224)","v":123},8.5,null,null,null,null,null,null,null,null,null,null,null,null,null,null,null,null,null,null,null,null,null,47024.012300000002,47,"X",24,"K",6,"24K 6",164,246,82,{"$f":"MIN(AP1224,360/'Roof Bay Analysis'!$I$51*AR1224)","v":123},8.5]
[47024.018300000003,47024.027450000001,47,"X",24,"K",7,"24K 7",183,274.5,90,{"$f":"MIN(I1225,360/'Roof Bay Analysis'!$I$51*K1225)","v":135},9,null,null,null,null,null,null,null,null,null,null,null,null,null,null,null,null,null,null,null,null,null,47024.013500000001,47,"X",24,"K",7,"24K 7",183,274.5,90,{"$f":"MIN(AP1225,360/'Roof Bay Analysis'!$I$51*AR1225)","v":135},9]
[47024.020199999999,47024.030299999999,47,"X",24,"K",8,"24K 8",202,303,99,{"$f":"MIN(I1226,360/'Roof Bay Analysis'!$I$51*K1226)","v":148.5},9.4,null,null,null,null,null,null,null,null,null,null,null,null,null,null,null,null,null,null,null,null,null,47024.01485,47,"X",24,"K",8,"24K 8",202,303,99,{"$f":"MIN(AP1226,360/'Roof Bay Analysis'!$I$51*AR1226)","v":148.5},9.4]
[47024.021999999997,47024.033000000003,47,"X",24,"K",9,"24K 9",220,330,107,{"$f":"MIN(I1227,360/'Roof Bay Analysis'!$I$51*K1227)","v":160.5},10.3,null,null,null,null,null,null,null,null,null,null,null,null,null,null,null,null,null,null,null,null,null,47024.016049999998,47,"X",24,"K",9,"24K 9",220,330,107,{"$f":"MIN(AP1227,360/'Roof Bay Analysis'!$I$51*AR1227)","v":160.5},10.3]
[47024.026100000003,47024.039149999997,47,null,24,"K",10,"24K10",261,391.5,126,{"$f":"MIN(I1228,360/'Roof Bay Analysis'!$I$51*K1228)","v":189},11.7,null,null,null,null,null,null,null,null,null,null,null,null,null,null,null,null,null,null,null,null,null,47024.018900000003,47,null,24,"K",10,"24K10",261,391.5,126,{"$f":"MIN(AP1228,360/'Roof Bay Analysis'!$I$51*AR1228)","v":189},11.7]
[47024.033900000002,47024.05085,47,null,24,"K",12,"24K12",339,508.5,163,{"$f":"MIN(I1229,360/'Roof Bay Analysis'!$I$51*K1229)","v":244.5},13.5,null,null,null,null,null,null,null,null,null,null,null,null,null,null,null,null,null,null,null,null,null,47024.024449999997,47,null,24,"K",12,"24K12",339,508.5,163,{"$f":"MIN(AP1229,360/'Roof Bay Analysis'!$I$51*AR1229)","v":244.5},13.5]
[47026.0164,47026.024599999997,47,"X",26,"K",5,"26K 5",164,246,89,{"$f":"MIN(I1230,360/'Roof Bay Analysis'!$I$51*K1230)","v":133.5},8.1,null,null,null,null,null,null,null,null,null,null,null,null,null,null,null,null,null,null,null,null,null,47026.013350000001,47,"X",26,"K",5,"26K 5",164,246,89,{"$f":"MIN(AP1230,360/'Roof Bay Analysis'!$I$51*AR1230)","v":133.5},8.1]
[47026.017800000001,47026.026700000002,47,"X",26,"K",6,"26K 6",178,267,96,{"$f":"MIN(I1231,360/'Roof Bay Analysis'!$I$51*K1231)","v":144},8.6,null,null,null,null,null,null,null,null,null,null,null,null,null,null,null,null,null,null,null,null,null,47026.0144,47,"X",26,"K",6,"26K 6",178,267,96,{"$f":"MIN(AP1231,360/'Roof Bay Analysis'!$I$51*AR1231)","v":144},8.6]
[47026.019899999999,47026.029849999999,47,"X",26,"K",7,"26K 7",199,298.5,107,{"$f":"MIN(I1232,360/'Roof Bay Analysis'!$I$51*K1232)","v":160.5},9,null,null,null,null,null,null,null,null,null,null,null,null,null,null,null,null,null,null,null,null,null,47026.016049999998,47,"X",26,"K",7,"26K 7",199,298.5,107,{"$f":"MIN(AP1232,360/'Roof Bay Analysis'!$I$51*AR1232)","v":160.5},9]
[47026.0219,47026.032850000003,47,"X",26,"K",8,"26K 8",219,328.5,117,{"$f":"MIN(I1233,360/'Roof Bay Analysis'!$I$51*K1233)","v":175.5},9.6999999999999993,null,null,null,null,null,null,null,null,null,null,null,null,null,null,null,null,null,null,null,null,null,47026.017549999997,47,"X",26,"K",8,"26K 8",219,328.5,117,{"$f":"MIN(AP1233,360/'Roof Bay Analysis'!$I$51*AR1233)","v":175.5},9.6999999999999993]
[47026.0239,47026.03585,47,"X",26,"K",9,"26K 9",239,358.5,127,{"$f":"MIN(I1234,360/'Roof Bay Analysis'!$I$51*K1234)","v":190.5},10.4,null,null,null,null,null,null,null,null,null,null,null,null,null,null,null,null,null,null,null,null,null,47026.019050000003,47,"X",26,"K",9,"26K 9",239,358.5,127,{"$f":"MIN(AP1234,360/'Roof Bay Analysis'!$I$51*AR1234)","v":190.5},10.4]
[47026.028400000003,47026.042600000001,47,null,26,"K",10,"26K10",284,426,149,{"$f":"MIN(I1235,360/'Roof Bay Analysis'!$I$51*K1235)","v":223.5},11.8,null,null,null,null,null,null,null,null,null,null,null,null,null,null,null,null,null,null,null,null,null,47026.022349999999,47,null,26,"K",10,"26K10",284,426,149,{"$f":"MIN(AP1235,360/'Roof Bay Analysis'!$I$51*AR1235)","v":223.5},11.8]
[47026.036899999999,47026.055350000002,47,null,26,"K",12,"26K12",369,553.5,192,{"$f":"MIN(I1236,360/'Roof Bay Analysis'!$I$51*K1236)","v":288},13.7,null,null,null,null,null,null,null,null,null,null,null,null,null,null,null,null,null,null,null,null,null,47026.0288,47,null,26,"K",12,"26K12",369,553.5,192,{"$f":"MIN(AP1236,360/'Roof Bay Analysis'!$I$51*AR1236)","v":288},13.7]
[47028.019200000002,47028.0288,47,"X",28,"K",6,"28K 6",192,288,112,{"$f":"MIN(I1237,360/'Roof Bay Analysis'!$I$51*K1237)","v":168},8.9,null,null,null,null,null,null,null,null,null,null,null,null,null,null,null,null,null,null,null,null,null,47028.016799999998,47,"X",28,"K",6,"28K 6",192,288,112,{"$f":"MIN(AP1237,360/'Roof Bay Analysis'!$I$51*AR1237)","v":168},8.9]
[47028.021399999998,47028.032099999997,47,"X",28,"K",7,"28K 7",214,321,125,{"$f":"MIN(I1238,360/'Roof Bay Analysis'!$I$51*K1238)","v":187.5},9.1999999999999993,null,null,null,null,null,null,null,null,null,null,null,null,null,null,null,null,null,null,null,null,null,47028.018750000003,47,"X",28,"K",7,"28K 7",214,321,125,{"$f":"MIN(AP1238,360/'Roof Bay Analysis'!$I$51*AR1238)","v":187.5},9.1999999999999993]
[47028.023699999998,47028.035550000001,47,"X",28,"K",8,"28K 8",237,355.5,136,{"$f":"MIN(I1239,360/'Roof Bay Analysis'!$I$51*K1239)","v":204},9.8000000000000007,null,null,null,null,null,null,null,null,null,null,null,null,null,null,null,null,null,null,null,null,null,47028.020400000001,47,"X",28,"K",8,"28K 8",237,355.5,136,{"$f":"MIN(AP1239,360/'Roof Bay Analysis'!$I$51*AR1239)","v":204},9.8000000000000007]
[47028.025800000003,47028.038699999997,47,"X",28,"K",9,"28K 9",258,387,148,{"$f":"MIN(I1240,360/'Roof Bay Analysis'!$I$51*K1240)","v":222},10.5,null,null,null,null,null,null,null,null,null,null,null,null,null,null,null,null,null,null,null,null,null,47028.022199999999,47,"X",28,"K",9,"28K 9",258,387,148,{"$f":"MIN(AP1240,360/'Roof Bay Analysis'!$I$51*AR1240)","v":222},10.5]
[47028.030599999998,47028.045899999997,47,null,28,"K",10,"28K10",306,459,174,{"$f":"MIN(I1241,360/'Roof Bay Analysis'!$I$51*K1241)","v":261},11.8,null,null,null,null,null,null,null,null,null,null,null,null,null,null,null,null,null,null,null,null,null,47028.026100000003,47,null,28,"K",10,"28K10",306,459,174,{"$f":"MIN(AP1241,360/'Roof Bay Analysis'!$I$51*AR1241)","v":261},11.8]
[47028.037199999999,47028.055800000002,47,null,28,"K",12,"28K12",372,558,210,{"$f":"MIN(I1242,360/'Roof Bay Analysis'!$I$51*K1242)","v":315},14.5,null,null,null,null,null,null,null,null,null,null,null,null,null,null,null,null,null,null,null,null,null,47028.031499999997,47,null,28,"K",12,"28K12",372,558,210,{"$f":"MIN(AP1242,360/'Roof Bay Analysis'!$I$51*AR1242)","v":315},14.5]
[47030.023000000001,47030.034500000002,47,"X",30,"K",7,"30K 7",230,345,144,{"$f":"MIN(I1243,360/'Roof Bay Analysis'!$I$51*K1243)","v":216},9.6,null,null,null,null,null,null,null,null,null,null,null,null,null,null,null,null,null,null,null,null,null,47030.0216,47,"X",30,"K",7,"30K 7",230,345,144,{"$f":"MIN(AP1243,360/'Roof Bay Analysis'!$I$51*AR1243)","v":216},9.6]
[47030.025500000003,47030.038249999998,47,"X",30,"K",8,"30K 8",255,382.5,157,{"$f":"MIN(I1244,360/'Roof Bay Analysis'!$I$51*K1244)","v":235.5},10,null,null,null,null,null,null,null,null,null,null,null,null,null,null,null,null,null,null,null,null,null,47030.023549999998,47,"X",30,"K",8,"30K 8",255,382.5,157,{"$f":"MIN(AP1244,360/'Roof Bay Analysis'!$I$51*AR1244)","v":235.5},10]
[47030.027699999999,47030.041550000002,47,"X",30,"K",9,"30K 9",277,415.5,171,{"$f":"MIN(I1245,360/'Roof Bay Analysis'!$I$51*K1245)","v":256.5},10.6,null,null,null,null,null,null,null,null,null,null,null,null,null,null,null,null,null,null,null,null,null,47030.025650000003,47,"X",30,"K",9,"30K 9",277,415.5,171,{"$f":"MIN(AP1245,360/'Roof Bay Analysis'!$I$51*AR1245)","v":256.5},10.6]
[47030.032899999998,47030.049350000001,47,null,30,"K",10,"30K10",329,493.5,201,{"$f":"MIN(I1246,360/'Roof Bay Analysis'!$I$51*K1246)","v":301.5},11.9,null,null,null,null,null,null,null,null,null,null,null,null,null,null,null,null,null,null,null,null,null,47030.030149999999,47,null,30,"K",10,"30K10",329,493.5,201,{"$f":"MIN(AP1246,360/'Roof Bay Analysis'!$I$51*AR1246)","v":301.5},11.9]
[47030.037199999999,47030.055800000002,47,null,30,"K",11,"30K11",372,558,226,{"$f":"MIN(I1247,360/'Roof Bay Analysis'!$I$51*K1247)","v":339},13.3,null,null,null,null,null,null,null,null,null,null,null,null,null,null,null,null,null,null,null,null,null,47030.033900000002,47,null,30,"K",11,"30K11",372,558,226,{"$f":"MIN(AP1247,360/'Roof Bay Analysis'!$I$51*AR1247)","v":339},13.3]
[47030.037199999999,47030.055800000002,47,null,30,"K",12,"30K12",372,558,226,{"$f":"MIN(I1248,360/'Roof Bay Analysis'!$I$51*K1248)","v":339},15,null,null,null,null,null,null,null,null,null,null,null,null,null,null,null,null,null,null,null,null,null,47030.033900000002,47,null,30,"K",12,"30K12",372,558,226,{"$f":"MIN(AP1248,360/'Roof Bay Analysis'!$I$51*AR1248)","v":339},15]
[48024.012799999997,48024.019200000002,48,"X",24,"K",4,"24K 4",128,192,63,{"$f":"MIN(I1249,360/'Roof Bay Analysis'!$I$51*K1249)","v":94.5},7.8,null,null,null,null,null,null,null,null,null,null,null,null,null,null,null,null,null,null,null,null,null,48024.009449999998,48,"X",24,"K",4,"24K 4",128,192,63,{"$f":"MIN(AP1249,360/'Roof Bay Analysis'!$I$51*AR1249)","v":94.5},7.8]
[48024.0144,48024.0216,48,"X",24,"K",5,"24K 5",144,216,70,{"$f":"MIN(I1250,360/'Roof Bay Analysis'!$I$51*K1250)","v":105},7.9,null,null,null,null,null,null,null,null,null,null,null,null,null,null,null,null,null,null,null,null,null,48024.010499999997,48,"X",24,"K",5,"24K 5",144,216,70,{"$f":"MIN(AP1250,360/'Roof Bay Analysis'!$I$51*AR1250)","v":105},7.9]
[48024.015700000004,48024.023549999998,48,"X",24,"K",6,"24K 6",157,235.5,77,{"$f":"MIN(I1251,360/'Roof Bay Analysis'!$I$51*K1251)","v":115.5},8.5,null,null,null,null,null,null,null,null,null,null,null,null,null,null,null,null,null,null,null,null,null,48024.011550000003,48,"X",24,"K",6,"24K 6",157,235.5,77,{"$f":"MIN(AP1251,360/'Roof Bay Analysis'!$I$51*AR1251)","v":115.5},8.5]
[48024.017500000002,48024.026250000003,48,"X",24,"K",7,"24K 7",175,262.5,85,{"$f":"MIN(I1252,360/'Roof Bay Analysis'!$I$51*K1252)","v":127.5},9,null,null,null,null,null,null,null,null,null,null,null,null,null,null,null,null,null,null,null,null,null,48024.012750000002,48,"X",24,"K",7,"24K 7",175,262.5,85,{"$f":"MIN(AP1252,360/'Roof Bay Analysis'!$I$51*AR1252)","v":127.5},9]
[48024.019399999997,48024.0291,48,"X",24,"K",8,"24K 8",194,291,93,{"$f":"MIN(I1253,360/'Roof Bay Analysis'!$I$51*K1253)","v":139.5},9.4,null,null,null,null,null,null,null,null,null,null,null,null,null,null,null,null,null,null,null,null,null,48024.01395,48,"X",24,"K",8,"24K 8",194,291,93,{"$f":"MIN(AP1253,360/'Roof Bay Analysis'!$I$51*AR1253)","v":139.5},9.4]
[48024.021099999998,48024.031649999997,48,"X",24,"K",9,"24K 9",211,316.5,101,{"$f":"MIN(I1254,360/'Roof Bay Analysis'!$I$51*K1254)","v":151.5},10.3,null,null,null,null,null,null,null,null,null,null,null,null,null,null,null,null,null,null,null,null,null,48024.015149999999,48,"X",24,"K",9,"24K 9",211,316.5,101,{"$f":"MIN(AP1254,360/'Roof Bay Analysis'!$I$51*AR1254)","v":151.5},10.3]
[48024.025000000001,48024.037499999999,48,null,24,"K",10,"24K10",250,375,118,{"$f":"MIN(I1255,360/'Roof Bay Analysis'!$I$51*K1255)","v":177},11.7,null,null,null,null,null,null,null,null,null,null,null,null,null,null,null,null,null,null,null,null,null,48024.017699999997,48,null,24,"K",10,"24K10",250,375,118,{"$f":"MIN(AP1255,360/'Roof Bay Analysis'!$I$51*AR1255)","v":177},11.7]
[48024.032500000001,48024.048750000002,48,null,24,"K",12,"24K12",325,487.5,153,{"$f":"MIN(I1256,360/'Roof Bay Analysis'!$I$51*K1256)","v":229.5},13.5,null,null,null,null,null,null,null,null,null,null,null,null,null,null,null,null,null,null,null,null,null,48024.022949999999,48,null,24,"K",12,"24K12",325,487.5,153,{"$f":"MIN(AP1256,360/'Roof Bay Analysis'!$I$51*AR1256)","v":229.5},13.5]
[48026.015700000004,48026.023549999998,48,"X",26,"K",5,"26K 5",157,235.5,83,{"$f":"MIN(I1257,360/'Roof Bay Analysis'!$I$51*K1257)","v":124.5},8.1,null,null,null,null,null,null,null,null,null,null,null,null,null,null,null,null,null,null,null,null,null,48026.012450000002,48,"X",26,"K",5,"26K 5",157,235.5,83,{"$f":"MIN(AP1257,360/'Roof Bay Analysis'!$I$51*AR1257)","v":124.5},8.1]
[48026.017099999997,48026.025650000003,48,"X",26,"K",6,"26K 6",171,256.5,90,{"$f":"MIN(I1258,360/'Roof Bay Analysis'!$I$51*K1258)","v":135},8.6,null,null,null,null,null,null,null,null,null,null,null,null,null,null,null,null,null,null,null,null,null,48026.013500000001,48,"X",26,"K",6,"26K 6",171,256.5,90,{"$f":"MIN(AP1258,360/'Roof Bay Analysis'!$I$51*AR1258)","v":135},8.6]
[48026.019,48026.0285,48,"X",26,"K",7,"26K 7",190,285,100,{"$f":"MIN(I1259,360/'Roof Bay Analysis'!$I$51*K1259)","v":150},9,null,null,null,null,null,null,null,null,null,null,null,null,null,null,null,null,null,null,null,null,null,48026.014999999999,48,"X",26,"K",7,"26K 7",190,285,100,{"$f":"MIN(AP1259,360/'Roof Bay Analysis'!$I$51*AR1259)","v":150},9]
[48026.021000000001,48026.031499999997,48,"X",26,"K",8,"26K 8",210,315,110,{"$f":"MIN(I1260,360/'Roof Bay Analysis'!$I$51*K1260)","v":165},9.6999999999999993,null,null,null,null,null,null,null,null,null,null,null,null,null,null,null,null,null,null,null,null,null,48026.016499999998,48,"X",26,"K",8,"26K 8",210,315,110,{"$f":"MIN(AP1260,360/'Roof Bay Analysis'!$I$51*AR1260)","v":165},9.6999999999999993]
[48026.022900000004,48026.034350000002,48,"X",26,"K",9,"26K 9",229,343.5,119,{"$f":"MIN(I1261,360/'Roof Bay Analysis'!$I$51*K1261)","v":178.5},10.4,null,null,null,null,null,null,null,null,null,null,null,null,null,null,null,null,null,null,null,null,null,48026.017849999997,48,"X",26,"K",9,"26K 9",229,343.5,119,{"$f":"MIN(AP1261,360/'Roof Bay Analysis'!$I$51*AR1261)","v":178.5},10.4]
[48026.027199999997,48026.040800000002,48,null,26,"K",10,"26K10",272,408,140,{"$f":"MIN(I1262,360/'Roof Bay Analysis'!$I$51*K1262)","v":210},11.8,null,null,null,null,null,null,null,null,null,null,null,null,null,null,null,null,null,null,null,null,null,48026.021000000001,48,null,26,"K",10,"26K10",272,408,140,{"$f":"MIN(AP1262,360/'Roof Bay Analysis'!$I$51*AR1262)","v":210},11.8]
[48026.035300000003,48026.052949999998,48,null,26,"K",12,"26K12",353,529.5,180,{"$f":"MIN(I1263,360/'Roof Bay Analysis'!$I$51*K1263)","v":270},13.7,null,null,null,null,null,null,null,null,null,null,null,null,null,null,null,null,null,null,null,null,null,48026.027000000002,48,null,26,"K",12,"26K12",353,529.5,180,{"$f":"MIN(AP1263,360/'Roof Bay Analysis'!$I$51*AR1263)","v":270},13.7]
[48028.018400000001,48028.027600000001,48,"X",28,"K",6,"28K 6",184,276,105,{"$f":"MIN(I1264,360/'Roof Bay Analysis'!$I$51*K1264)","v":157.5},8.9,null,null,null,null,null,null,null,null,null,null,null,null,null,null,null,null,null,null,null,null,null,48028.015749999999,48,"X",28,"K",6,"28K 6",184,276,105,{"$f":"MIN(AP1264,360/'Roof Bay Analysis'!$I$51*AR1264)","v":157.5},8.9]
[48028.020600000003,48028.030899999998,48,"X",28,"K",7,"28K 7",206,309,117,{"$f":"MIN(I1265,360/'Roof Bay Analysis'!$I$51*K1265)","v":175.5},9.1999999999999993,null,null,null,null,null,null,null,null,null,null,null,null,null,null,null,null,null,null,null,null,null,48028.017549999997,48,"X",28,"K",7,"28K 7",206,309,117,{"$f":"MIN(AP1265,360/'Roof Bay Analysis'!$I$51*AR1265)","v":175.5},9.1999999999999993]
[48028.022700000001,48028.034050000002,48,"X",28,"K",8,"28K 8",227,340.5,128,{"$f":"MIN(I1266,360/'Roof Bay Analysis'!$I$51*K1266)","v":192},9.8000000000000007,null,null,null,null,null,null,null,null,null,null,null,null,null,null,null,null,null,null,null,null,null,48028.019200000002,48,"X",28,"K",8,"28K 8",227,340.5,128,{"$f":"MIN(AP1266,360/'Roof Bay Analysis'!$I$51*AR1266)","v":192},9.8000000000000007]
[48028.024700000002,48028.037049999999,48,"X",28,"K",9,"28K 9",247,370.5,139,{"$f":"MIN(I1267,360/'Roof Bay Analysis'!$I$51*K1267)","v":208.5},10.5,null,null,null,null,null,null,null,null,null,null,null,null,null,null,null,null,null,null,null,null,null,48028.020850000001,48,"X",28,"K",9,"28K 9",247,370.5,139,{"$f":"MIN(AP1267,360/'Roof Bay Analysis'!$I$51*AR1267)","v":208.5},10.5]
[48028.029399999999,48028.044099999999,48,null,28,"K",10,"28K10",294,441,163,{"$f":"MIN(I1268,360/'Roof Bay Analysis'!$I$51*K1268)","v":244.5},11.8,null,null,null,null,null,null,null,null,null,null,null,null,null,null,null,null,null,null,null,null,null,48028.024449999997,48,null,28,"K",10,"28K10",294,441,163,{"$f":"MIN(AP1268,360/'Roof Bay Analysis'!$I$51*AR1268)","v":244.5},11.8]
[48028.036500000002,48028.054750000003,48,null,28,"K",12,"28K12",365,547.5,201,{"$f":"MIN(I1269,360/'Roof Bay Analysis'!$I$51*K1269)","v":301.5},14.5,null,null,null,null,null,null,null,null,null,null,null,null,null,null,null,null,null,null,null,null,null,48028.030149999999,48,null,28,"K",12,"28K12",365,547.5,201,{"$f":"MIN(AP1269,360/'Roof Bay Analysis'!$I$51*AR1269)","v":301.5},14.5]
[48030.022100000002,48030.033150000003,48,"X",30,"K",7,"30K 7",221,331.5,135,{"$f":"MIN(I1270,360/'Roof Bay Analysis'!$I$51*K1270)","v":202.5},9.6,null,null,null,null,null,null,null,null,null,null,null,null,null,null,null,null,null,null,null,null,null,48030.020250000001,48,"X",30,"K",7,"30K 7",221,331.5,135,{"$f":"MIN(AP1270,360/'Roof Bay Analysis'!$I$51*AR1270)","v":202.5},9.6]
[48030.024400000002,48030.036599999999,48,"X",30,"K",8,"30K 8",244,366,148,{"$f":"MIN(I1271,360/'Roof Bay Analysis'!$I$51*K1271)","v":222},10,null,null,null,null,null,null,null,null,null,null,null,null,null,null,null,null,null,null,null,null,null,48030.022199999999,48,"X",30,"K",8,"30K 8",244,366,148,{"$f":"MIN(AP1271,360/'Roof Bay Analysis'!$I$51*AR1271)","v":222},10]
[48030.026599999997,48030.039900000003,48,"X",30,"K",9,"30K 9",266,399,160,{"$f":"MIN(I1272,360/'Roof Bay Analysis'!$I$51*K1272)","v":240},10.6,null,null,null,null,null,null,null,null,null,null,null,null,null,null,null,null,null,null,null,null,null,48030.023999999998,48,"X",30,"K",9,"30K 9",266,399,160,{"$f":"MIN(AP1272,360/'Roof Bay Analysis'!$I$51*AR1272)","v":240},10.6]
[48030.031499999997,48030.047250000003,48,null,30,"K",10,"30K10",315,472.5,188,{"$f":"MIN(I1273,360/'Roof Bay Analysis'!$I$51*K1273)","v":282},11.9,null,null,null,null,null,null,null,null,null,null,null,null,null,null,null,null,null,null,null,null,null,48030.028200000001,48,null,30,"K",10,"30K10",315,472.5,188,{"$f":"MIN(AP1273,360/'Roof Bay Analysis'!$I$51*AR1273)","v":282},11.9]
[48030.036200000002,48030.054300000003,48,null,30,"K",11,"30K11",362,543,215,{"$f":"MIN(I1274,360/'Roof Bay Analysis'!$I$51*K1274)","v":322.5},13.3,null,null,null,null,null,null,null,null,null,null,null,null,null,null,null,null,null,null,null,null,null,48030.032249999997,48,null,30,"K",11,"30K11",362,543,215,{"$f":"MIN(AP1274,360/'Roof Bay Analysis'!$I$51*AR1274)","v":322.5},13.3]
[48030.036500000002,48030.054750000003,48,null,30,"K",12,"30K12",365,547.5,216,{"$f":"MIN(I1275,360/'Roof Bay Analysis'!$I$51*K1275)","v":324},15,null,null,null,null,null,null,null,null,null,null,null,null,null,null,null,null,null,null,null,null,null,48030.032399999996,48,null,30,"K",12,"30K12",365,547.5,216,{"$f":"MIN(AP1275,360/'Roof Bay Analysis'!$I$51*AR1275)","v":324},15]
[49026.014999999999,49026.022499999999,49,"X",26,"K",5,"26K 5",150,225,78,{"$f":"MIN(I1276,360/'Roof Bay Analysis'!$I$51*K1276)","v":117},8.1,null,null,null,null,null,null,null,null,null,null,null,null,null,null,null,null,null,null,null,null,null,49026.011700000003,49,"X",26,"K",5,"26K 5",150,225,78,{"$f":"MIN(AP1276,360/'Roof Bay Analysis'!$I$51*AR1276)","v":117},8.1]
[49026.0164,49026.024599999997,49,"X",26,"K",6,"26K 6",164,246,85,{"$f":"MIN(I1277,360/'Roof Bay Analysis'!$I$51*K1277)","v":127.5},8.6,null,null,null,null,null,null,null,null,null,null,null,null,null,null,null,null,null,null,null,null,null,49026.012750000002,49,"X",26,"K",6,"26K 6",164,246,85,{"$f":"MIN(AP1277,360/'Roof Bay Analysis'!$I$51*AR1277)","v":127.5},8.6]
[49026.018300000003,49026.027450000001,49,"X",26,"K",7,"26K 7",183,274.5,94,{"$f":"MIN(I1278,360/'Roof Bay Analysis'!$I$51*K1278)","v":141},9,null,null,null,null,null,null,null,null,null,null,null,null,null,null,null,null,null,null,null,null,null,49026.0141,49,"X",26,"K",7,"26K 7",183,274.5,94,{"$f":"MIN(AP1278,360/'Roof Bay Analysis'!$I$51*AR1278)","v":141},9]
[49026.020199999999,49026.030299999999,49,"X",26,"K",8,"26K 8",202,303,103,{"$f":"MIN(I1279,360/'Roof Bay Analysis'!$I$51*K1279)","v":154.5},9.6999999999999993,null,null,null,null,null,null,null,null,null,null,null,null,null,null,null,null,null,null,null,null,null,49026.015449999999,49,"X",26,"K",8,"26K 8",202,303,103,{"$f":"MIN(AP1279,360/'Roof Bay Analysis'!$I$51*AR1279)","v":154.5},9.6999999999999993]
[49026.021999999997,49026.033000000003,49,"X",26,"K",9,"26K 9",220,330,112,{"$f":"MIN(I1280,360/'Roof Bay Analysis'!$I$51*K1280)","v":168},10.4,null,null,null,null,null,null,null,null,null,null,null,null,null,null,null,null,null,null,null,null,null,49026.016799999998,49,"X",26,"K",9,"26K 9",220,330,112,{"$f":"MIN(AP1280,360/'Roof Bay Analysis'!$I$51*AR1280)","v":168},10.4]
[49026.026100000003,49026.039149999997,49,"X",26,"K",10,"26K10",261,391.5,131,{"$f":"MIN(I1281,360/'Roof Bay Analysis'!$I$51*K1281)","v":196.5},11.8,null,null,null,null,null,null,null,null,null,null,null,null,null,null,null,null,null,null,null,null,null,49026.019650000002,49,"X",26,"K",10,"26K10",261,391.5,131,{"$f":"MIN(AP1281,360/'Roof Bay Analysis'!$I$51*AR1281)","v":196.5},11.8]
[49026.033900000002,49026.05085,49,null,26,"K",12,"26K12",339,508.5,169,{"$f":"MIN(I1282,360/'Roof Bay Analysis'!$I$51*K1282)","v":253.5},13.7,null,null,null,null,null,null,null,null,null,null,null,null,null,null,null,null,null,null,null,null,null,49026.025350000004,49,null,26,"K",12,"26K12",339,508.5,169,{"$f":"MIN(AP1282,360/'Roof Bay Analysis'!$I$51*AR1282)","v":253.5},13.7]
[49028.017699999997,49028.026550000002,49,"X",28,"K",6,"28K 6",177,265.5,99,{"$f":"MIN(I1283,360/'Roof Bay Analysis'!$I$51*K1283)","v":148.5},8.9,null,null,null,null,null,null,null,null,null,null,null,null,null,null,null,null,null,null,null,null,null,49028.01485,49,"X",28,"K",6,"28K 6",177,265.5,99,{"$f":"MIN(AP1283,360/'Roof Bay Analysis'!$I$51*AR1283)","v":148.5},8.9]
[{"$f":"C1284*1000+E1284+I1284/10000","v":49028.019699999997},{"$f":"C1284*1000+E1284+J1284/10000","v":49028.029549999999},49,"X",28,"K",7,"28K 7",197,{"$f":"1.5*I1284","v":295.5},110,{"$f":"MIN(I1284,360/'Roof Bay Analysis'!$I$51*K1284)","v":165},9.1999999999999993,null,null,null,null,null,null,null,null,null,null,null,null,null,null,null,null,null,null,null,null,null,{"$f":"AJ1284*1000+AL1284+AS1284/10000","v":49028.016499999998},49,"X",28,"K",7,"28K 7",197,{"$f":"1.5*AP1284","v":295.5},110,{"$f":"MIN(AP1284,360/'Roof Bay Analysis'!$I$51*AR1284)","v":165},9.1999999999999993]
[49028.021800000002,49028.032700000003,49,"X",{"$f":"VALUE(LEFT(H1285,2))","v":28},{"$f":"MID(H1285,3,LEN(H1285)-4)","v":"K"},{"$f":"VALUE(RIGHT(H1285,2))","v":8},"28K 8",218,327,120,{"$f":"MIN(I1285,360/'Roof Bay Analysis'!$I$51*K1285)","v":180},9.8000000000000007,null,null,null,null,null,null,null,null,null,null,null,null,null,null,null,null,null,null,null,null,null,49028.017999999996,49,"X",{"$f":"VALUE(LEFT(AO1285,2))","v":28},{"$f":"MID(AO1285,3,LEN(AO1285)-4)","v":"K"},{"$f":"VALUE(RIGHT(AO1285,2))","v":8},"28K 8",218,327,120,{"$f":"MIN(AP1285,360/'Roof Bay Analysis'!$I$51*AR1285)","v":180},9.8000000000000007]
[49028.023699999998,49028.035550000001,49,"X",28,"K",9,"28K 9",237,355.5,130,{"$f":"MIN(I1286,360/'Roof Bay Analysis'!$I$51*K1286)","v":195},10.5,null,null,null,null,null,null,null,null,null,null,null,null,null,null,null,null,null,null,null,null,null,49028.019500000002,49,"X",28,"K",9,"28K 9",237,355.5,130,{"$f":"MIN(AP1286,360/'Roof Bay Analysis'!$I$51*AR1286)","v":195},10.5]
[49028.028200000001,49028.042300000001,49,"X",28,"K",10,"28K10",282,423,153,{"$f":"MIN(I1287,360/'Roof Bay Analysis'!$I$51*K1287)","v":229.5},11.8,null,null,null,null,null,null,null,null,null,null,null,null,null,null,null,null,null,null,null,null,null,49028.022949999999,49,"X",28,"K",10,"28K10",282,423,153,{"$f":"MIN(AP1287,360/'Roof Bay Analysis'!$I$51*AR1287)","v":229.5},11.8]
[49028.0357,49028.053549999997,49,null,28,"K",12,"28K12",357,535.5,193,{"$f":"MIN(I1288,360/'Roof Bay Analysis'!$I$51*K1288)","v":289.5},14.5,null,null,null,null,null,null,null,null,null,null,null,null,null,null,null,null,null,null,null,null,null,49028.02895,49,null,28,"K",12,"28K12",357,535.5,193,{"$f":"MIN(AP1288,360/'Roof Bay Analysis'!$I$51*AR1288)","v":289.5},14.5]
[49030.021200000003,49030.031799999997,49,"X",30,"K",7,"30K 7",212,318,127,{"$f":"MIN(I1289,360/'Roof Bay Analysis'!$I$51*K1289)","v":190.5},9.6,null,null,null,null,null,null,null,null,null,null,null,null,null,null,null,null,null,null,null,null,null,49030.019050000003,49,"X",30,"K",7,"30K 7",212,318,127,{"$f":"MIN(AP1289,360/'Roof Bay Analysis'!$I$51*AR1289)","v":190.5},9.6]
[49030.023399999998,49030.035100000001,49,"X",30,"K",8,"30K 8",234,351,139,{"$f":"MIN(I1290,360/'Roof Bay Analysis'!$I$51*K1290)","v":208.5},10,null,null,null,null,null,null,null,null,null,null,null,null,null,null,null,null,null,null,null,null,null,49030.020850000001,49,"X",30,"K",8,"30K 8",234,351,139,{"$f":"MIN(AP1290,360/'Roof Bay Analysis'!$I$51*AR1290)","v":208.5},10]
[49030.025500000003,49030.038249999998,49,"X",30,"K",9,"30K 9",255,382.5,150,{"$f":"MIN(I1291,360/'Roof Bay Analysis'!$I$51*K1291)","v":225},10.6,null,null,null,null,null,null,null,null,null,null,null,null,null,null,null,null,null,null,null,null,null,49030.022499999999,49,"X",30,"K",9,"30K 9",255,382.5,150,{"$f":"MIN(AP1291,360/'Roof Bay Analysis'!$I$51*AR1291)","v":225},10.6]
[49030.030299999999,49030.045449999998,49,null,30,"K",10,"30K10",303,454.5,177,{"$f":"MIN(I1292,360/'Roof Bay Analysis'!$I$51*K1292)","v":265.5},11.9,null,null,null,null,null,null,null,null,null,null,null,null,null,null,null,null,null,null,null,null,null,49030.026550000002,49,null,30,"K",10,"30K10",303,454.5,177,{"$f":"MIN(AP1292,360/'Roof Bay Analysis'!$I$51*AR1292)","v":265.5},11.9]
[49030.034699999997,49030.052049999998,49,null,30,"K",11,"30K11",347,520.5,202,{"$f":"MIN(I1293,360/'Roof Bay Analysis'!$I$51*K1293)","v":303},13.3,null,null,null,null,null,null,null,null,null,null,null,null,null,null,null,null,null,null,null,null,null,49030.030299999999,49,null,30,"K",11,"30K11",347,520.5,202,{"$f":"MIN(AP1293,360/'Roof Bay Analysis'!$I$51*AR1293)","v":303},13.3]
[49030.0357,49030.053549999997,49,null,30,"K",12,"30K12",357,535.5,207,{"$f":"MIN(I1294,360/'Roof Bay Analysis'!$I$51*K1294)","v":310.5},15,null,null,null,null,null,null,null,null,null,null,null,null,null,null,null,null,null,null,null,null,null,49030.031049999998,49,null,30,"K",12,"30K12",357,535.5,207,{"$f":"MIN(AP1294,360/'Roof Bay Analysis'!$I$51*AR1294)","v":310.5},15]
[50026.0144,50026.0216,50,"X",26,"K",5,"26K 5",144,216,73,{"$f":"MIN(I1295,360/'Roof Bay Analysis'!$I$51*K1295)","v":109.5},8.1,null,null,null,null,null,null,null,null,null,null,null,null,null,null,null,null,null,null,null,null,null,50026.010950000004,50,"X",26,"K",5,"26K 5",144,216,73,{"$f":"MIN(AP1295,360/'Roof Bay Analysis'!$I$51*AR1295)","v":109.5},8.1]
[50026.015700000004,50026.023549999998,50,"X",26,"K",6,"26K 6",157,235.5,80,{"$f":"MIN(I1296,360/'Roof Bay Analysis'!$I$51*K1296)","v":120},8.6,null,null,null,null,null,null,null,null,null,null,null,null,null,null,null,null,null,null,null,null,null,50026.012000000002,50,"X",26,"K",6,"26K 6",157,235.5,80,{"$f":"MIN(AP1296,360/'Roof Bay Analysis'!$I$51*AR1296)","v":120},8.6]
[50026.017500000002,50026.026250000003,50,"X",26,"K",7,"26K 7",175,262.5,89,{"$f":"MIN(I1297,360/'Roof Bay Analysis'!$I$51*K1297)","v":133.5},9,null,null,null,null,null,null,null,null,null,null,null,null,null,null,null,null,null,null,null,null,null,50026.013350000001,50,"X",26,"K",7,"26K 7",175,262.5,89,{"$f":"MIN(AP1297,360/'Roof Bay Analysis'!$I$51*AR1297)","v":133.5},9]
[50026.019399999997,50026.0291,50,"X",26,"K",8,"26K 8",194,291,97,{"$f":"MIN(I1298,360/'Roof Bay Analysis'!$I$51*K1298)","v":145.5},9.6999999999999993,null,null,null,null,null,null,null,null,null,null,null,null,null,null,null,null,null,null,null,null,null,50026.01455,50,"X",26,"K",8,"26K 8",194,291,97,{"$f":"MIN(AP1298,360/'Roof Bay Analysis'!$I$51*AR1298)","v":145.5},9.6999999999999993]
[50026.021099999998,50026.031649999997,50,"X",26,"K",9,"26K 9",211,316.5,105,{"$f":"MIN(I1299,360/'Roof Bay Analysis'!$I$51*K1299)","v":157.5},10.4,null,null,null,null,null,null,null,null,null,null,null,null,null,null,null,null,null,null,null,null,null,50026.015749999999,50,"X",26,"K",9,"26K 9",211,316.5,105,{"$f":"MIN(AP1299,360/'Roof Bay Analysis'!$I$51*AR1299)","v":157.5},10.4]
[50026.025000000001,50026.037499999999,50,"X",26,"K",10,"26K10",250,375,124,{"$f":"MIN(I1300,360/'Roof Bay Analysis'!$I$51*K1300)","v":186},11.8,null,null,null,null,null,null,null,null,null,null,null,null,null,null,null,null,null,null,null,null,null,50026.018600000003,50,"X",26,"K",10,"26K10",250,375,124,{"$f":"MIN(AP1300,360/'Roof Bay Analysis'!$I$51*AR1300)","v":186},11.8]
[50026.032500000001,50026.048750000002,50,null,26,"K",12,"26K12",325,487.5,159,{"$f":"MIN(I1301,360/'Roof Bay Analysis'!$I$51*K1301)","v":238.5},13.7,null,null,null,null,null,null,null,null,null,null,null,null,null,null,null,null,null,null,null,null,null,50026.023849999998,50,null,26,"K",12,"26K12",325,487.5,159,{"$f":"MIN(AP1301,360/'Roof Bay Analysis'!$I$51*AR1301)","v":238.5},13.7]
[50028.017,50028.025500000003,50,"X",28,"K",6,"28K 6",170,255,93,{"$f":"MIN(I1302,360/'Roof Bay Analysis'!$I$51*K1302)","v":139.5},8.9,null,null,null,null,null,null,null,null,null,null,null,null,null,null,null,null,null,null,null,null,null,50028.01395,50,"X",28,"K",6,"28K 6",170,255,93,{"$f":"MIN(AP1302,360/'Roof Bay Analysis'!$I$51*AR1302)","v":139.5},8.9]
[50028.018900000003,50028.028350000001,50,"X",28,"K",7,"28K 7",189,283.5,103,{"$f":"MIN(I1303,360/'Roof Bay Analysis'!$I$51*K1303)","v":154.5},9.1999999999999993,null,null,null,null,null,null,null,null,null,null,null,null,null,null,null,null,null,null,null,null,null,50028.015449999999,50,"X",28,"K",7,"28K 7",189,283.5,103,{"$f":"MIN(AP1303,360/'Roof Bay Analysis'!$I$51*AR1303)","v":154.5},9.1999999999999993]
[50028.020900000003,50028.031349999997,50,"X",28,"K",8,"28K 8",209,313.5,113,{"$f":"MIN(I1304,360/'Roof Bay Analysis'!$I$51*K1304)","v":169.5},9.8000000000000007,null,null,null,null,null,null,null,null,null,null,null,null,null,null,null,null,null,null,null,null,null,50028.016949999997,50,"X",28,"K",8,"28K 8",209,313.5,113,{"$f":"MIN(AP1304,360/'Roof Bay Analysis'!$I$51*AR1304)","v":169.5},9.8000000000000007]
[50028.022799999999,50028.034200000002,50,"X",28,"K",9,"28K 9",228,342,123,{"$f":"MIN(I1305,360/'Roof Bay Analysis'!$I$51*K1305)","v":184.5},10.5,null,null,null,null,null,null,null,null,null,null,null,null,null,null,null,null,null,null,null,null,null,50028.018450000003,50,"X",28,"K",9,"28K 9",228,342,123,{"$f":"MIN(AP1305,360/'Roof Bay Analysis'!$I$51*AR1305)","v":184.5},10.5]
[50028.027000000002,50028.040500000003,50,"X",28,"K",10,"28K10",270,405,144,{"$f":"MIN(I1306,360/'Roof Bay Analysis'!$I$51*K1306)","v":216},11.8,null,null,null,null,null,null,null,null,null,null,null,null,null,null,null,null,null,null,null,null,null,50028.0216,50,"X",28,"K",10,"28K10",270,405,144,{"$f":"MIN(AP1306,360/'Roof Bay Analysis'!$I$51*AR1306)","v":216},11.8]
[50028.035000000003,50028.052499999998,50,null,28,"K",12,"28K12",350,525,185,{"$f":"MIN(I1307,360/'Roof Bay Analysis'!$I$51*K1307)","v":277.5},14.5,null,null,null,null,null,null,null,null,null,null,null,null,null,null,null,null,null,null,null,null,null,50028.027750000001,50,null,28,"K",12,"28K12",350,525,185,{"$f":"MIN(AP1307,360/'Roof Bay Analysis'!$I$51*AR1307)","v":277.5},14.5]
[50030.020299999996,50030.030449999998,50,"X",30,"K",7,"30K 7",203,304.5,119,{"$f":"MIN(I1308,360/'Roof Bay Analysis'!$I$51*K1308)","v":178.5},9.6,null,null,null,null,null,null,null,null,null,null,null,null,null,null,null,null,null,null,null,null,null,50030.017849999997,50,"X",30,"K",7,"30K 7",203,304.5,119,{"$f":"MIN(AP1308,360/'Roof Bay Analysis'!$I$51*AR1308)","v":178.5},9.6]
[50030.022499999999,50030.033750000002,50,"X",30,"K",8,"30K 8",225,337.5,130,{"$f":"MIN(I1309,360/'Roof Bay Analysis'!$I$51*K1309)","v":195},10,null,null,null,null,null,null,null,null,null,null,null,null,null,null,null,null,null,null,null,null,null,50030.019500000002,50,"X",30,"K",8,"30K 8",225,337.5,130,{"$f":"MIN(AP1309,360/'Roof Bay Analysis'!$I$51*AR1309)","v":195},10]
[50030.0245,50030.036749999999,50,"X",30,"K",9,"30K 9",245,367.5,141,{"$f":"MIN(I1310,360/'Roof Bay Analysis'!$I$51*K1310)","v":211.5},10.6,null,null,null,null,null,null,null,null,null,null,null,null,null,null,null,null,null,null,null,null,null,50030.02115,50,"X",30,"K",9,"30K 9",245,367.5,141,{"$f":"MIN(AP1310,360/'Roof Bay Analysis'!$I$51*AR1310)","v":211.5},10.6]
[50030.0291,50030.04365,50,"X",30,"K",10,"30K10",291,436.5,166,{"$f":"MIN(I1311,360/'Roof Bay Analysis'!$I$51*K1311)","v":249},11.9,null,null,null,null,null,null,null,null,null,null,null,null,null,null,null,null,null,null,null,null,null,50030.024899999997,50,"X",30,"K",10,"30K10",291,436.5,166,{"$f":"MIN(AP1311,360/'Roof Bay Analysis'!$I$51*AR1311)","v":249},11.9]
[50030.033300000003,50030.049950000001,50,null,30,"K",11,"30K11",333,499.5,190,{"$f":"MIN(I1312,360/'Roof Bay Analysis'!$I$51*K1312)","v":285},13.3,null,null,null,null,null,null,null,null,null,null,null,null,null,null,null,null,null,null,null,null,null,50030.0285,50,null,30,"K",11,"30K11",333,499.5,190,{"$f":"MIN(AP1312,360/'Roof Bay Analysis'!$I$51*AR1312)","v":285},13.3]
[50030.035000000003,50030.052499999998,50,null,30,"K",12,"30K12",350,525,199,{"$f":"MIN(I1313,360/'Roof Bay Analysis'!$I$51*K1313)","v":298.5},15,null,null,null,null,null,null,null,null,null,null,null,null,null,null,null,null,null,null,null,null,null,50030.029849999999,50,null,30,"K",12,"30K12",350,525,199,{"$f":"MIN(AP1313,360/'Roof Bay Analysis'!$I$51*AR1313)","v":298.5},15]
[51026.013899999998,51026.020850000001,51,"X",26,"K",5,"26K 5",139,208.5,69,{"$f":"MIN(I1314,360/'Roof Bay Analysis'!$I$51*K1314)","v":103.5},8.1,null,null,null,null,null,null,null,null,null,null,null,null,null,null,null,null,null,null,null,null,null,51026.010349999997,51,"X",26,"K",5,"26K 5",139,208.5,69,{"$f":"MIN(AP1314,360/'Roof Bay Analysis'!$I$51*AR1314)","v":103.5},8.1]
[51026.015099999997,51026.022649999999,51,"X",26,"K",6,"26K 6",151,226.5,75,{"$f":"MIN(I1315,360/'Roof Bay Analysis'!$I$51*K1315)","v":112.5},8.6,null,null,null,null,null,null,null,null,null,null,null,null,null,null,null,null,null,null,null,null,null,51026.011250000003,51,"X",26,"K",6,"26K 6",151,226.5,75,{"$f":"MIN(AP1315,360/'Roof Bay Analysis'!$I$51*AR1315)","v":112.5},8.6]
[51026.016799999998,51026.025199999996,51,"X",26,"K",7,"26K 7",168,252,83,{"$f":"MIN(I1316,360/'Roof Bay Analysis'!$I$51*K1316)","v":124.5},9,null,null,null,null,null,null,null,null,null,null,null,null,null,null,null,null,null,null,null,null,null,51026.012450000002,51,"X",26,"K",7,"26K 7",168,252,83,{"$f":"MIN(AP1316,360/'Roof Bay Analysis'!$I$51*AR1316)","v":124.5},9]
[51026.018600000003,51026.027900000001,51,"X",26,"K",8,"26K 8",186,279,91,{"$f":"MIN(I1317,360/'Roof Bay Analysis'!$I$51*K1317)","v":136.5},9.6999999999999993,null,null,null,null,null,null,null,null,null,null,null,null,null,null,null,null,null,null,null,null,null,51026.013650000001,51,"X",26,"K",8,"26K 8",186,279,91,{"$f":"MIN(AP1317,360/'Roof Bay Analysis'!$I$51*AR1317)","v":136.5},9.6999999999999993]
[51026.020299999996,51026.030449999998,51,"X",26,"K",9,"26K 9",203,304.5,99,{"$f":"MIN(I1318,360/'Roof Bay Analysis'!$I$51*K1318)","v":148.5},10.4,null,null,null,null,null,null,null,null,null,null,null,null,null,null,null,null,null,null,null,null,null,51026.01485,51,"X",26,"K",9,"26K 9",203,304.5,99,{"$f":"MIN(AP1318,360/'Roof Bay Analysis'!$I$51*AR1318)","v":148.5},10.4]
[51026.024100000002,51026.03615,51,"X",26,"K",10,"26K10",241,361.5,116,{"$f":"MIN(I1319,360/'Roof Bay Analysis'!$I$51*K1319)","v":174},11.8,null,null,null,null,null,null,null,null,null,null,null,null,null,null,null,null,null,null,null,null,null,51026.017399999997,51,"X",26,"K",10,"26K10",241,361.5,116,{"$f":"MIN(AP1319,360/'Roof Bay Analysis'!$I$51*AR1319)","v":174},11.8]
[51026.031300000002,51026.046950000004,51,null,26,"K",12,"26K12",313,469.5,150,{"$f":"MIN(I1320,360/'Roof Bay Analysis'!$I$51*K1320)","v":225},13.7,null,null,null,null,null,null,null,null,null,null,null,null,null,null,null,null,null,null,null,null,null,51026.022499999999,51,null,26,"K",12,"26K12",313,469.5,150,{"$f":"MIN(AP1320,360/'Roof Bay Analysis'!$I$51*AR1320)","v":225},13.7]
[51028.016300000003,51028.024449999997,51,"X",28,"K",6,"28K 6",163,244.5,88,{"$f":"MIN(I1321,360/'Roof Bay Analysis'!$I$51*K1321)","v":132},8.9,null,null,null,null,null,null,null,null,null,null,null,null,null,null,null,null,null,null,null,null,null,51028.013200000001,51,"X",28,"K",6,"28K 6",163,244.5,88,{"$f":"MIN(AP1321,360/'Roof Bay Analysis'!$I$51*AR1321)","v":132},8.9]
[51028.018199999999,51028.027300000002,51,"X",28,"K",7,"28K 7",182,273,97,{"$f":"MIN(I1322,360/'Roof Bay Analysis'!$I$51*K1322)","v":145.5},9.1999999999999993,null,null,null,null,null,null,null,null,null,null,null,null,null,null,null,null,null,null,null,null,null,51028.01455,51,"X",28,"K",7,"28K 7",182,273,97,{"$f":"MIN(AP1322,360/'Roof Bay Analysis'!$I$51*AR1322)","v":145.5},9.1999999999999993]
[51028.020100000002,51028.030149999999,51,"X",28,"K",8,"28K 8",201,301.5,106,{"$f":"MIN(I1323,360/'Roof Bay Analysis'!$I$51*K1323)","v":159},9.8000000000000007,null,null,null,null,null,null,null,null,null,null,null,null,null,null,null,null,null,null,null,null,null,51028.015899999999,51,"X",28,"K",8,"28K 8",201,301.5,106,{"$f":"MIN(AP1323,360/'Roof Bay Analysis'!$I$51*AR1323)","v":159},9.8000000000000007]
[51028.0219,51028.032850000003,51,"X",28,"K",9,"28K 9",219,328.5,115,{"$f":"MIN(I1324,360/'Roof Bay Analysis'!$I$51*K1324)","v":172.5},10.5,null,null,null,null,null,null,null,null,null,null,null,null,null,null,null,null,null,null,null,null,null,51028.017249999997,51,"X",28,"K",9,"28K 9",219,328.5,115,{"$f":"MIN(AP1324,360/'Roof Bay Analysis'!$I$51*AR1324)","v":172.5},10.5]
[51028.025999999998,51028.038999999997,51,"X",28,"K",10,"28K10",260,390,136,{"$f":"MIN(I1325,360/'Roof Bay Analysis'!$I$51*K1325)","v":204},11.8,null,null,null,null,null,null,null,null,null,null,null,null,null,null,null,null,null,null,null,null,null,51028.020400000001,51,"X",28,"K",10,"28K10",260,390,136,{"$f":"MIN(AP1325,360/'Roof Bay Analysis'!$I$51*AR1325)","v":204},11.8]
[51028.033799999997,51028.0507,51,null,28,"K",12,"28K12",338,507,175,{"$f":"MIN(I1326,360/'Roof Bay Analysis'!$I$51*K1326)","v":262.5},14.5,null,null,null,null,null,null,null,null,null,null,null,null,null,null,null,null,null,null,null,null,null,51028.026250000003,51,null,28,"K",12,"28K12",338,507,175,{"$f":"MIN(AP1326,360/'Roof Bay Analysis'!$I$51*AR1326)","v":262.5},14.5]
[51030.019500000002,51030.02925,51,"X",30,"K",7,"30K 7",195,292.5,112,{"$f":"MIN(I1327,360/'Roof Bay Analysis'!$I$51*K1327)","v":168},9.6,null,null,null,null,null,null,null,null,null,null,null,null,null,null,null,null,null,null,null,null,null,51030.016799999998,51,"X",30,"K",7,"30K 7",195,292.5,112,{"$f":"MIN(AP1327,360/'Roof Bay Analysis'!$I$51*AR1327)","v":168},9.6]
[51030.0216,51030.032399999996,51,"X",30,"K",8,"30K 8",216,324,123,{"$f":"MIN(I1328,360/'Roof Bay Analysis'!$I$51*K1328)","v":184.5},10,null,null,null,null,null,null,null,null,null,null,null,null,null,null,null,null,null,null,null,null,null,51030.018450000003,51,"X",30,"K",8,"30K 8",216,324,123,{"$f":"MIN(AP1328,360/'Roof Bay Analysis'!$I$51*AR1328)","v":184.5},10]
[51030.023500000003,51030.035250000001,51,"X",30,"K",9,"30K 9",235,352.5,133,{"$f":"MIN(I1329,360/'Roof Bay Analysis'!$I$51*K1329)","v":199.5},10.6,null,null,null,null,null,null,null,null,null,null,null,null,null,null,null,null,null,null,null,null,null,51030.019950000002,51,"X",30,"K",9,"30K 9",235,352.5,133,{"$f":"MIN(AP1329,360/'Roof Bay Analysis'!$I$51*AR1329)","v":199.5},10.6]
[51030.027900000001,51030.041850000001,51,"X",30,"K",10,"30K10",279,418.5,157,{"$f":"MIN(I1330,360/'Roof Bay Analysis'!$I$51*K1330)","v":235.5},11.9,null,null,null,null,null,null,null,null,null,null,null,null,null,null,null,null,null,null,null,null,null,51030.023549999998,51,"X",30,"K",10,"30K10",279,418.5,157,{"$f":"MIN(AP1330,360/'Roof Bay Analysis'!$I$51*AR1330)","v":235.5},11.9]
[51030.031999999999,51030.048000000003,51,null,30,"K",11,"30K11",320,480,179,{"$f":"MIN(I1331,360/'Roof Bay Analysis'!$I$51*K1331)","v":268.5},13.3,null,null,null,null,null,null,null,null,null,null,null,null,null,null,null,null,null,null,null,null,null,51030.026850000002,51,null,30,"K",11,"30K11",320,480,179,{"$f":"MIN(AP1331,360/'Roof Bay Analysis'!$I$51*AR1331)","v":268.5},13.3]
[51030.034299999999,51030.051449999999,51,null,30,"K",12,"30K12",343,514.5,192,{"$f":"MIN(I1332,360/'Roof Bay Analysis'!$I$51*K1332)","v":288},15,null,null,null,null,null,null,null,null,null,null,null,null,null,null,null,null,null,null,null,null,null,51030.0288,51,null,30,"K",12,"30K12",343,514.5,192,{"$f":"MIN(AP1332,360/'Roof Bay Analysis'!$I$51*AR1332)","v":288},15]
[52026.013299999999,52026.019950000002,52,"X",26,"K",5,"26K 5",133,199.5,65,{"$f":"MIN(I1333,360/'Roof Bay Analysis'!$I$51*K1333)","v":97.5},8.1,null,null,null,null,null,null,null,null,null,null,null,null,null,null,null,null,null,null,null,null,null,52026.009749999997,52,"X",26,"K",5,"26K 5",133,199.5,65,{"$f":"MIN(AP1333,360/'Roof Bay Analysis'!$I$51*AR1333)","v":97.5},8.1]
[52026.014499999997,52026.02175,52,"X",26,"K",6,"26K 6",145,217.5,71,{"$f":"MIN(I1334,360/'Roof Bay Analysis'!$I$51*K1334)","v":106.5},8.6,null,null,null,null,null,null,null,null,null,null,null,null,null,null,null,null,null,null,null,null,null,52026.010649999997,52,"X",26,"K",6,"26K 6",145,217.5,71,{"$f":"MIN(AP1334,360/'Roof Bay Analysis'!$I$51*AR1334)","v":106.5},8.6]
[52026.016199999998,52026.024299999997,52,"X",26,"K",7,"26K 7",162,243,79,{"$f":"MIN(I1335,360/'Roof Bay Analysis'!$I$51*K1335)","v":118.5},9,null,null,null,null,null,null,null,null,null,null,null,null,null,null,null,null,null,null,null,null,null,52026.011850000003,52,"X",26,"K",7,"26K 7",162,243,79,{"$f":"MIN(AP1335,360/'Roof Bay Analysis'!$I$51*AR1335)","v":118.5},9]
[52026.017899999999,52026.026850000002,52,"X",26,"K",8,"26K 8",179,268.5,86,{"$f":"MIN(I1336,360/'Roof Bay Analysis'!$I$51*K1336)","v":129},9.6999999999999993,null,null,null,null,null,null,null,null,null,null,null,null,null,null,null,null,null,null,null,null,null,52026.012900000002,52,"X",26,"K",8,"26K 8",179,268.5,86,{"$f":"MIN(AP1336,360/'Roof Bay Analysis'!$I$51*AR1336)","v":129},9.6999999999999993]
[52026.019500000002,52026.02925,52,"X",26,"K",9,"26K 9",195,292.5,93,{"$f":"MIN(I1337,360/'Roof Bay Analysis'!$I$51*K1337)","v":139.5},10.4,null,null,null,null,null,null,null,null,null,null,null,null,null,null,null,null,null,null,null,null,null,52026.01395,52,"X",26,"K",9,"26K 9",195,292.5,93,{"$f":"MIN(AP1337,360/'Roof Bay Analysis'!$I$51*AR1337)","v":139.5},10.4]
[52026.023099999999,52026.034650000001,52,"X",26,"K",10,"26K10",231,346.5,110,{"$f":"MIN(I1338,360/'Roof Bay Analysis'!$I$51*K1338)","v":165},11.8,null,null,null,null,null,null,null,null,null,null,null,null,null,null,null,null,null,null,null,null,null,52026.016499999998,52,"X",26,"K",10,"26K10",231,346.5,110,{"$f":"MIN(AP1338,360/'Roof Bay Analysis'!$I$51*AR1338)","v":165},11.8]
[52026.030100000004,52026.045149999998,52,null,26,"K",12,"26K12",301,451.5,142,{"$f":"MIN(I1339,360/'Roof Bay Analysis'!$I$51*K1339)","v":213},13.7,null,null,null,null,null,null,null,null,null,null,null,null,null,null,null,null,null,null,null,null,null,52026.0213,52,null,26,"K",12,"26K12",301,451.5,142,{"$f":"MIN(AP1339,360/'Roof Bay Analysis'!$I$51*AR1339)","v":213},13.7]
[52028.015700000004,52028.023549999998,52,"X",28,"K",6,"28K 6",157,235.5,83,{"$f":"MIN(I1340,360/'Roof Bay Analysis'!$I$51*K1340)","v":124.5},8.9,null,null,null,null,null,null,null,null,null,null,null,null,null,null,null,null,null,null,null,null,null,52028.012450000002,52,"X",28,"K",6,"28K 6",157,235.5,83,{"$f":"MIN(AP1340,360/'Roof Bay Analysis'!$I$51*AR1340)","v":124.5},8.9]
[52028.017500000002,52028.026250000003,52,"X",28,"K",7,"28K 7",175,262.5,92,{"$f":"MIN(I1341,360/'Roof Bay Analysis'!$I$51*K1341)","v":138},9.1999999999999993,null,null,null,null,null,null,null,null,null,null,null,null,null,null,null,null,null,null,null,null,null,52028.013800000001,52,"X",28,"K",7,"28K 7",175,262.5,92,{"$f":"MIN(AP1341,360/'Roof Bay Analysis'!$I$51*AR1341)","v":138},9.1999999999999993]
[52028.0193,52028.02895,52,"X",28,"K",8,"28K 8",193,289.5,100,{"$f":"MIN(I1342,360/'Roof Bay Analysis'!$I$51*K1342)","v":150},9.8000000000000007,null,null,null,null,null,null,null,null,null,null,null,null,null,null,null,null,null,null,null,null,null,52028.014999999999,52,"X",28,"K",8,"28K 8",193,289.5,100,{"$f":"MIN(AP1342,360/'Roof Bay Analysis'!$I$51*AR1342)","v":150},9.8000000000000007]
[52028.021000000001,52028.031499999997,52,"X",28,"K",9,"28K 9",210,315,109,{"$f":"MIN(I1343,360/'Roof Bay Analysis'!$I$51*K1343)","v":163.5},10.5,null,null,null,null,null,null,null,null,null,null,null,null,null,null,null,null,null,null,null,null,null,52028.016349999998,52,"X",28,"K",9,"28K 9",210,315,109,{"$f":"MIN(AP1343,360/'Roof Bay Analysis'!$I$51*AR1343)","v":163.5},10.5]
[52028.025000000001,52028.037499999999,52,"X",28,"K",10,"28K10",250,375,128,{"$f":"MIN(I1344,360/'Roof Bay Analysis'!$I$51*K1344)","v":192},11.8,null,null,null,null,null,null,null,null,null,null,null,null,null,null,null,null,null,null,null,null,null,52028.019200000002,52,"X",28,"K",10,"28K10",250,375,128,{"$f":"MIN(AP1344,360/'Roof Bay Analysis'!$I$51*AR1344)","v":192},11.8]
[52028.032500000001,52028.048750000002,52,null,28,"K",12,"28K12",325,487.5,165,{"$f":"MIN(I1345,360/'Roof Bay Analysis'!$I$51*K1345)","v":247.5},14.5,null,null,null,null,null,null,null,null,null,null,null,null,null,null,null,null,null,null,null,null,null,52028.024749999997,52,null,28,"K",12,"28K12",325,487.5,165,{"$f":"MIN(AP1345,360/'Roof Bay Analysis'!$I$51*AR1345)","v":247.5},14.5]
[52030.018799999998,52030.028200000001,52,"X",30,"K",7,"30K 7",188,282,106,{"$f":"MIN(I1346,360/'Roof Bay Analysis'!$I$51*K1346)","v":159},9.6,null,null,null,null,null,null,null,null,null,null,null,null,null,null,null,null,null,null,null,null,null,52030.015899999999,52,"X",30,"K",7,"30K 7",188,282,106,{"$f":"MIN(AP1346,360/'Roof Bay Analysis'!$I$51*AR1346)","v":159},9.6]
[52030.020799999998,52030.031199999998,52,"X",30,"K",8,"30K 8",208,312,116,{"$f":"MIN(I1347,360/'Roof Bay Analysis'!$I$51*K1347)","v":174},10,null,null,null,null,null,null,null,null,null,null,null,null,null,null,null,null,null,null,null,null,null,52030.017399999997,52,"X",30,"K",8,"30K 8",208,312,116,{"$f":"MIN(AP1347,360/'Roof Bay Analysis'!$I$51*AR1347)","v":174},10]
[{"$f":"C1348*1000+E1348+I1348/10000","v":52030.022599999997},{"$f":"C1348*1000+E1348+J1348/10000","v":52030.033900000002},52,"X",30,"K",9,"30K 9",226,{"$f":"1.5*I1348","v":339},126,{"$f":"MIN(I1348,360/'Roof Bay Analysis'!$I$51*K1348)","v":189},10.6,null,null,null,null,null,null,null,null,null,null,null,null,null,null,null,null,null,null,null,null,null,{"$f":"AJ1348*1000+AL1348+AS1348/10000","v":52030.018900000003},52,"X",30,"K",9,"30K 9",226,{"$f":"1.5*AP1348","v":339},126,{"$f":"MIN(AP1348,360/'Roof Bay Analysis'!$I$51*AR1348)","v":189},10.6]
[52030.0268,52030.040200000003,52,"X",{"$f":"VALUE(LEFT(H1349,2))","v":30},{"$f":"MID(H1349,3,LEN(H1349)-4)","v":"K"},{"$f":"VALUE(RIGHT(H1349,2))","v":10},"30K10",268,402,148,{"$f":"MIN(I1349,360/'Roof Bay Analysis'!$I$51*K1349)","v":222},11.9,null,null,null,null,null,null,null,null,null,null,null,null,null,null,null,null,null,null,null,null,null,52030.022199999999,52,"X",{"$f":"VALUE(LEFT(AO1349,2))","v":30},{"$f":"MID(AO1349,3,LEN(AO1349)-4)","v":"K"},{"$f":"VALUE(RIGHT(AO1349,2))","v":10},"30K10",268,402,148,{"$f":"MIN(AP1349,360/'Roof Bay Analysis'!$I$51*AR1349)","v":222},11.9]
[52030.0308,52030.046199999997,52,"X",30,"K",11,"30K11",308,462,169,{"$f":"MIN(I1350,360/'Roof Bay Analysis'!$I$51*K1350)","v":253.5},13.3,null,null,null,null,null,null,null,null,null,null,null,null,null,null,null,null,null,null,null,null,null,52030.025350000004,52,"X",30,"K",11,"30K11",308,462,169,{"$f":"MIN(AP1350,360/'Roof Bay Analysis'!$I$51*AR1350)","v":253.5},13.3]
[52030.033600000002,52030.0504,52,null,30,"K",12,"30K12",336,504,184,{"$f":"MIN(I1351,360/'Roof Bay Analysis'!$I$51*K1351)","v":276},15,null,null,null,null,null,null,null,null,null,null,null,null,null,null,null,null,null,null,null,null,null,52030.027600000001,52,null,30,"K",12,"30K12",336,504,184,{"$f":"MIN(AP1351,360/'Roof Bay Analysis'!$I$51*AR1351)","v":276},15]
[53028.015099999997,53028.022649999999,53,"X",28,"K",6,"28K 6",151,226.5,78,{"$f":"MIN(I1352,360/'Roof Bay Analysis'!$I$51*K1352)","v":117},8.9,null,null,null,null,null,null,null,null,null,null,null,null,null,null,null,null,null,null,null,null,null,53028.011700000003,53,"X",28,"K",6,"28K 6",151,226.5,78,{"$f":"MIN(AP1352,360/'Roof Bay Analysis'!$I$51*AR1352)","v":117},8.9]
[53028.016799999998,53028.025199999996,53,"X",28,"K",7,"28K 7",168,252,87,{"$f":"MIN(I1353,360/'Roof Bay Analysis'!$I$51*K1353)","v":130.5},9.1999999999999993,null,null,null,null,null,null,null,null,null,null,null,null,null,null,null,null,null,null,null,null,null,53028.013050000001,53,"X",28,"K",7,"28K 7",168,252,87,{"$f":"MIN(AP1353,360/'Roof Bay Analysis'!$I$51*AR1353)","v":130.5},9.1999999999999993]
[53028.018600000003,53028.027900000001,53,"X",28,"K",8,"28K 8",186,279,95,{"$f":"MIN(I1354,360/'Roof Bay Analysis'!$I$51*K1354)","v":142.5},9.8000000000000007,null,null,null,null,null,null,null,null,null,null,null,null,null,null,null,null,null,null,null,null,null,53028.01425,53,"X",28,"K",8,"28K 8",186,279,95,{"$f":"MIN(AP1354,360/'Roof Bay Analysis'!$I$51*AR1354)","v":142.5},9.8000000000000007]
[53028.020299999996,53028.030449999998,53,"X",28,"K",9,"28K 9",203,304.5,103,{"$f":"MIN(I1355,360/'Roof Bay Analysis'!$I$51*K1355)","v":154.5},10.5,null,null,null,null,null,null,null,null,null,null,null,null,null,null,null,null,null,null,null,null,null,53028.015449999999,53,"X",28,"K",9,"28K 9",203,304.5,103,{"$f":"MIN(AP1355,360/'Roof Bay Analysis'!$I$51*AR1355)","v":154.5},10.5]
[53028.023999999998,53028.036,53,"X",28,"K",10,"28K10",240,360,121,{"$f":"MIN(I1356,360/'Roof Bay Analysis'!$I$51*K1356)","v":181.5},11.8,null,null,null,null,null,null,null,null,null,null,null,null,null,null,null,null,null,null,null,null,null,53028.018150000004,53,"X",28,"K",10,"28K10",240,360,121,{"$f":"MIN(AP1356,360/'Roof Bay Analysis'!$I$51*AR1356)","v":181.5},11.8]
[53028.031300000002,53028.046950000004,53,"X",28,"K",12,"28K12",313,469.5,156,{"$f":"MIN(I1357,360/'Roof Bay Analysis'!$I$51*K1357)","v":234},14.5,null,null,null,null,null,null,null,null,null,null,null,null,null,null,null,null,null,null,null,null,null,53028.023399999998,53,"X",28,"K",12,"28K12",313,469.5,156,{"$f":"MIN(AP1357,360/'Roof Bay Analysis'!$I$51*AR1357)","v":234},14.5]
[53030.018100000001,53030.027150000002,53,"X",30,"K",7,"30K 7",181,271.5,100,{"$f":"MIN(I1358,360/'Roof Bay Analysis'!$I$51*K1358)","v":150},9.6,null,null,null,null,null,null,null,null,null,null,null,null,null,null,null,null,null,null,null,null,null,53030.014999999999,53,"X",30,"K",7,"30K 7",181,271.5,100,{"$f":"MIN(AP1358,360/'Roof Bay Analysis'!$I$51*AR1358)","v":150},9.6]
[53030.02,53030.03,53,"X",30,"K",8,"30K 8",200,300,109,{"$f":"MIN(I1359,360/'Roof Bay Analysis'!$I$51*K1359)","v":163.5},10,null,null,null,null,null,null,null,null,null,null,null,null,null,null,null,null,null,null,null,null,null,53030.016349999998,53,"X",30,"K",8,"30K 8",200,300,109,{"$f":"MIN(AP1359,360/'Roof Bay Analysis'!$I$51*AR1359)","v":163.5},10]
[53030.021800000002,53030.032700000003,53,"X",30,"K",9,"30K 9",218,327,119,{"$f":"MIN(I1360,360/'Roof Bay Analysis'!$I$51*K1360)","v":178.5},10.6,null,null,null,null,null,null,null,null,null,null,null,null,null,null,null,null,null,null,null,null,null,53030.017849999997,53,"X",30,"K",9,"30K 9",218,327,119,{"$f":"MIN(AP1360,360/'Roof Bay Analysis'!$I$51*AR1360)","v":178.5},10.6]
[53030.025800000003,53030.038699999997,53,"X",30,"K",10,"30K10",258,387,140,{"$f":"MIN(I1361,360/'Roof Bay Analysis'!$I$51*K1361)","v":210},11.9,null,null,null,null,null,null,null,null,null,null,null,null,null,null,null,null,null,null,null,null,null,53030.021000000001,53,"X",30,"K",10,"30K10",258,387,140,{"$f":"MIN(AP1361,360/'Roof Bay Analysis'!$I$51*AR1361)","v":210},11.9]
[53030.029600000002,53030.044399999999,53,"X",30,"K",11,"30K11",296,444,159,{"$f":"MIN(I1362,360/'Roof Bay Analysis'!$I$51*K1362)","v":238.5},13.3,null,null,null,null,null,null,null,null,null,null,null,null,null,null,null,null,null,null,null,null,null,53030.023849999998,53,"X",30,"K",11,"30K11",296,444,159,{"$f":"MIN(AP1362,360/'Roof Bay Analysis'!$I$51*AR1362)","v":238.5},13.3]
[53030.033000000003,53030.049500000001,53,null,30,"K",12,"30K12",330,495,177,{"$f":"MIN(I1363,360/'Roof Bay Analysis'!$I$51*K1363)","v":265.5},15,null,null,null,null,null,null,null,null,null,null,null,null,null,null,null,null,null,null,null,null,null,53030.026550000002,53,null,30,"K",12,"30K12",330,495,177,{"$f":"MIN(AP1363,360/'Roof Bay Analysis'!$I$51*AR1363)","v":265.5},15]
[54028.014499999997,54028.02175,54,"X",28,"K",6,"28K 6",145,217.5,74,{"$f":"MIN(I1364,360/'Roof Bay Analysis'!$I$51*K1364)","v":111},8.9,null,null,null,null,null,null,null,null,null,null,null,null,null,null,null,null,null,null,null,null,null,54028.011100000003,54,"X",28,"K",6,"28K 6",145,217.5,74,{"$f":"MIN(AP1364,360/'Roof Bay Analysis'!$I$51*AR1364)","v":111},8.9]
[54028.016199999998,54028.024299999997,54,"X",28,"K",7,"28K 7",162,243,82,{"$f":"MIN(I1365,360/'Roof Bay Analysis'!$I$51*K1365)","v":123},9.1999999999999993,null,null,null,null,null,null,null,null,null,null,null,null,null,null,null,null,null,null,null,null,null,54028.012300000002,54,"X",28,"K",7,"28K 7",162,243,82,{"$f":"MIN(AP1365,360/'Roof Bay Analysis'!$I$51*AR1365)","v":123},9.1999999999999993]
[54028.017899999999,54028.026850000002,54,"X",28,"K",8,"28K 8",179,268.5,89,{"$f":"MIN(I1366,360/'Roof Bay Analysis'!$I$51*K1366)","v":133.5},9.8000000000000007,null,null,null,null,null,null,null,null,null,null,null,null,null,null,null,null,null,null,null,null,null,54028.013350000001,54,"X",28,"K",8,"28K 8",179,268.5,89,{"$f":"MIN(AP1366,360/'Roof Bay Analysis'!$I$51*AR1366)","v":133.5},9.8000000000000007]
[54028.019500000002,54028.02925,54,"X",28,"K",9,"28K 9",195,292.5,97,{"$f":"MIN(I1367,360/'Roof Bay Analysis'!$I$51*K1367)","v":145.5},10.5,null,null,null,null,null,null,null,null,null,null,null,null,null,null,null,null,null,null,null,null,null,54028.01455,54,"X",28,"K",9,"28K 9",195,292.5,97,{"$f":"MIN(AP1367,360/'Roof Bay Analysis'!$I$51*AR1367)","v":145.5},10.5]
[54028.023200000003,54028.034800000001,54,"X",28,"K",10,"28K10",232,348,114,{"$f":"MIN(I1368,360/'Roof Bay Analysis'!$I$51*K1368)","v":171},11.8,null,null,null,null,null,null,null,null,null,null,null,null,null,null,null,null,null,null,null,null,null,54028.017099999997,54,"X",28,"K",10,"28K10",232,348,114,{"$f":"MIN(AP1368,360/'Roof Bay Analysis'!$I$51*AR1368)","v":171},11.8]
[54028.030100000004,54028.045149999998,54,"X",28,"K",12,"28K12",301,451.5,147,{"$f":"MIN(I1369,360/'Roof Bay Analysis'!$I$51*K1369)","v":220.5},14.5,null,null,null,null,null,null,null,null,null,null,null,null,null,null,null,null,null,null,null,null,null,54028.02205,54,"X",28,"K",12,"28K12",301,451.5,147,{"$f":"MIN(AP1369,360/'Roof Bay Analysis'!$I$51*AR1369)","v":220.5},14.5]
[54030.017399999997,54030.026100000003,54,"X",30,"K",7,"30K 7",174,261,94,{"$f":"MIN(I1370,360/'Roof Bay Analysis'!$I$51*K1370)","v":141},9.6,null,null,null,null,null,null,null,null,null,null,null,null,null,null,null,null,null,null,null,null,null,54030.0141,54,"X",30,"K",7,"30K 7",174,261,94,{"$f":"MIN(AP1370,360/'Roof Bay Analysis'!$I$51*AR1370)","v":141},9.6]
[54030.019200000002,54030.0288,54,"X",30,"K",8,"30K 8",192,288,103,{"$f":"MIN(I1371,360/'Roof Bay Analysis'!$I$51*K1371)","v":154.5},10,null,null,null,null,null,null,null,null,null,null,null,null,null,null,null,null,null,null,null,null,null,54030.015449999999,54,"X",30,"K",8,"30K 8",192,288,103,{"$f":"MIN(AP1371,360/'Roof Bay Analysis'!$I$51*AR1371)","v":154.5},10]
[54030.020900000003,54030.031349999997,54,"X",30,"K",9,"30K 9",209,313.5,112,{"$f":"MIN(I1372,360/'Roof Bay Analysis'!$I$51*K1372)","v":168},10.6,null,null,null,null,null,null,null,null,null,null,null,null,null,null,null,null,null,null,null,null,null,54030.016799999998,54,"X",30,"K",9,"30K 9",209,313.5,112,{"$f":"MIN(AP1372,360/'Roof Bay Analysis'!$I$51*AR1372)","v":168},10.6]
[54030.024899999997,54030.037349999999,54,"X",30,"K",10,"30K10",249,373.5,132,{"$f":"MIN(I1373,360/'Roof Bay Analysis'!$I$51*K1373)","v":198},11.9,null,null,null,null,null,null,null,null,null,null,null,null,null,null,null,null,null,null,null,null,null,54030.019800000002,54,"X",30,"K",10,"30K10",249,373.5,132,{"$f":"MIN(AP1373,360/'Roof Bay Analysis'!$I$51*AR1373)","v":198},11.9]
[54030.0285,54030.042750000001,54,"X",30,"K",11,"30K11",285,427.5,150,{"$f":"MIN(I1374,360/'Roof Bay Analysis'!$I$51*K1374)","v":225},13.3,null,null,null,null,null,null,null,null,null,null,null,null,null,null,null,null,null,null,null,null,null,54030.022499999999,54,"X",30,"K",11,"30K11",285,427.5,150,{"$f":"MIN(AP1374,360/'Roof Bay Analysis'!$I$51*AR1374)","v":225},13.3]
[54030.032399999996,54030.048600000002,54,"X",30,"K",12,"30K12",324,486,170,{"$f":"MIN(I1375,360/'Roof Bay Analysis'!$I$51*K1375)","v":255},15,null,null,null,null,null,null,null,null,null,null,null,null,null,null,null,null,null,null,null,null,null,54030.025500000003,54,"X",30,"K",12,"30K12",324,486,170,{"$f":"MIN(AP1375,360/'Roof Bay Analysis'!$I$51*AR1375)","v":255},15]
[55028.014000000003,55028.021000000001,55,"X",28,"K",6,"28K 6",140,210,70,{"$f":"MIN(I1376,360/'Roof Bay Analysis'!$I$51*K1376)","v":105},8.9,null,null,null,null,null,null,null,null,null,null,null,null,null,null,null,null,null,null,null,null,null,55028.010499999997,55,"X",28,"K",6,"28K 6",140,210,70,{"$f":"MIN(AP1376,360/'Roof Bay Analysis'!$I$51*AR1376)","v":105},8.9]
[55028.015599999999,55028.023399999998,55,"X",28,"K",7,"28K 7",156,234,77,{"$f":"MIN(I1377,360/'Roof Bay Analysis'!$I$51*K1377)","v":115.5},9.1999999999999993,null,null,null,null,null,null,null,null,null,null,null,null,null,null,null,null,null,null,null,null,null,55028.011550000003,55,"X",28,"K",7,"28K 7",156,234,77,{"$f":"MIN(AP1377,360/'Roof Bay Analysis'!$I$51*AR1377)","v":115.5},9.1999999999999993]
[55028.0173,55028.025950000003,55,"X",28,"K",8,"28K 8",173,259.5,85,{"$f":"MIN(I1378,360/'Roof Bay Analysis'!$I$51*K1378)","v":127.5},9.8000000000000007,null,null,null,null,null,null,null,null,null,null,null,null,null,null,null,null,null,null,null,null,null,55028.012750000002,55,"X",28,"K",8,"28K 8",173,259.5,85,{"$f":"MIN(AP1378,360/'Roof Bay Analysis'!$I$51*AR1378)","v":127.5},9.8000000000000007]
[55028.018799999998,55028.028200000001,55,"X",28,"K",9,"28K 9",188,282,92,{"$f":"MIN(I1379,360/'Roof Bay Analysis'!$I$51*K1379)","v":138},10.5,null,null,null,null,null,null,null,null,null,null,null,null,null,null,null,null,null,null,null,null,null,55028.013800000001,55,"X",28,"K",9,"28K 9",188,282,92,{"$f":"MIN(AP1379,360/'Roof Bay Analysis'!$I$51*AR1379)","v":138},10.5]
[55028.022299999997,55028.033450000003,55,"X",28,"K",10,"28K10",223,334.5,108,{"$f":"MIN(I1380,360/'Roof Bay Analysis'!$I$51*K1380)","v":162},11.8,null,null,null,null,null,null,null,null,null,null,null,null,null,null,null,null,null,null,null,null,null,55028.016199999998,55,"X",28,"K",10,"28K10",223,334.5,108,{"$f":"MIN(AP1380,360/'Roof Bay Analysis'!$I$51*AR1380)","v":162},11.8]
[55028.029000000002,55028.0435,55,"X",28,"K",12,"28K12",290,435,139,{"$f":"MIN(I1381,360/'Roof Bay Analysis'!$I$51*K1381)","v":208.5},14.5,null,null,null,null,null,null,null,null,null,null,null,null,null,null,null,null,null,null,null,null,null,55028.020850000001,55,"X",28,"K",12,"28K12",290,435,139,{"$f":"MIN(AP1381,360/'Roof Bay Analysis'!$I$51*AR1381)","v":208.5},14.5]
[55030.016799999998,55030.025199999996,55,"X",30,"K",7,"30K 7",168,252,89,{"$f":"MIN(I1382,360/'Roof Bay Analysis'!$I$51*K1382)","v":133.5},9.6,null,null,null,null,null,null,null,null,null,null,null,null,null,null,null,null,null,null,null,null,null,55030.013350000001,55,"X",30,"K",7,"30K 7",168,252,89,{"$f":"MIN(AP1382,360/'Roof Bay Analysis'!$I$51*AR1382)","v":133.5},9.6]
[55030.018499999998,55030.027750000001,55,"X",30,"K",8,"30K 8",185,277.5,98,{"$f":"MIN(I1383,360/'Roof Bay Analysis'!$I$51*K1383)","v":147},10,null,null,null,null,null,null,null,null,null,null,null,null,null,null,null,null,null,null,null,null,null,55030.0147,55,"X",30,"K",8,"30K 8",185,277.5,98,{"$f":"MIN(AP1383,360/'Roof Bay Analysis'!$I$51*AR1383)","v":147},10]
[55030.020199999999,55030.030299999999,55,"X",30,"K",9,"30K 9",202,303,106,{"$f":"MIN(I1384,360/'Roof Bay Analysis'!$I$51*K1384)","v":159},10.6,null,null,null,null,null,null,null,null,null,null,null,null,null,null,null,null,null,null,null,null,null,55030.015899999999,55,"X",30,"K",9,"30K 9",202,303,106,{"$f":"MIN(AP1384,360/'Roof Bay Analysis'!$I$51*AR1384)","v":159},10.6]
[55030.023999999998,55030.036,55,"X",30,"K",10,"30K10",240,360,125,{"$f":"MIN(I1385,360/'Roof Bay Analysis'!$I$51*K1385)","v":187.5},11.9,null,null,null,null,null,null,null,null,null,null,null,null,null,null,null,null,null,null,null,null,null,55030.018750000003,55,"X",30,"K",10,"30K10",240,360,125,{"$f":"MIN(AP1385,360/'Roof Bay Analysis'!$I$51*AR1385)","v":187.5},11.9]
[55030.027499999997,55030.041250000002,55,"X",30,"K",11,"30K11",275,412.5,142,{"$f":"MIN(I1386,360/'Roof Bay Analysis'!$I$51*K1386)","v":213},13.3,null,null,null,null,null,null,null,null,null,null,null,null,null,null,null,null,null,null,null,null,null,55030.0213,55,"X",30,"K",11,"30K11",275,412.5,142,{"$f":"MIN(AP1386,360/'Roof Bay Analysis'!$I$51*AR1386)","v":213},13.3]
[55030.031199999998,55030.046799999996,55,"X",30,"K",12,"30K12",312,468,161,{"$f":"MIN(I1387,360/'Roof Bay Analysis'!$I$51*K1387)","v":241.5},15,null,null,null,null,null,null,null,null,null,null,null,null,null,null,null,null,null,null,null,null,null,55030.024149999997,55,"X",30,"K",12,"30K12",312,468,161,{"$f":"MIN(AP1387,360/'Roof Bay Analysis'!$I$51*AR1387)","v":241.5},15]
[56028.013500000001,56028.020250000001,56,"X",28,"K",6,"28K 6",135,202.5,66,{"$f":"MIN(I1388,360/'Roof Bay Analysis'!$I$51*K1388)","v":99},8.9,null,null,null,null,null,null,null,null,null,null,null,null,null,null,null,null,null,null,null,null,null,56028.009899999997,56,"X",28,"K",6,"28K 6",135,202.5,66,{"$f":"MIN(AP1388,360/'Roof Bay Analysis'!$I$51*AR1388)","v":99},8.9]
[56028.015099999997,56028.022649999999,56,"X",28,"K",7,"28K 7",151,226.5,73,{"$f":"MIN(I1389,360/'Roof Bay Analysis'!$I$51*K1389)","v":109.5},9.1999999999999993,null,null,null,null,null,null,null,null,null,null,null,null,null,null,null,null,null,null,null,null,null,56028.010950000004,56,"X",28,"K",7,"28K 7",151,226.5,73,{"$f":"MIN(AP1389,360/'Roof Bay Analysis'!$I$51*AR1389)","v":109.5},9.1999999999999993]
[56028.016600000003,56028.024899999997,56,"X",28,"K",8,"28K 8",166,249,80,{"$f":"MIN(I1390,360/'Roof Bay Analysis'!$I$51*K1390)","v":120},9.8000000000000007,null,null,null,null,null,null,null,null,null,null,null,null,null,null,null,null,null,null,null,null,null,56028.012000000002,56,"X",28,"K",8,"28K 8",166,249,80,{"$f":"MIN(AP1390,360/'Roof Bay Analysis'!$I$51*AR1390)","v":120},9.8000000000000007]
[56028.018100000001,{"$f":"C1391*1000+E1391+J1391/10000","v":56028.027150000002},56,"X",28,"K",9,"28K 9",181,271.5,87,{"$f":"MIN(I1391,360/'Roof Bay Analysis'!$I$51*K1391)","v":130.5},10.5,null,null,null,null,null,null,null,null,null,null,null,null,null,null,null,null,null,null,null,null,null,56028.013050000001,56,"X",28,"K",9,"28K 9",181,271.5,87,{"$f":"MIN(AP1391,360/'Roof Bay Analysis'!$I$51*AR1391)","v":130.5},10.5]
[56028.021500000003,56028.032249999997,56,"X",28,"K",10,"28K10",215,322.5,102,{"$f":"MIN(I1392,360/'Roof Bay Analysis'!$I$51*K1392)","v":153},11.8,null,null,null,null,null,null,null,null,null,null,null,null,null,null,null,null,null,null,null,null,null,56028.015299999999,56,"X",28,"K",10,"28K10",215,322.5,102,{"$f":"MIN(AP1392,360/'Roof Bay Analysis'!$I$51*AR1392)","v":153},11.8]
[56028.027999999998,56028.042000000001,56,"X",28,"K",12,"28K12",280,420,132,{"$f":"MIN(I1393,360/'Roof Bay Analysis'!$I$51*K1393)","v":198},14.5,null,null,null,null,null,null,null,null,null,null,null,null,null,null,null,null,null,null,null,null,null,56028.019800000002,56,"X",28,"K",12,"28K12",280,420,132,{"$f":"MIN(AP1393,360/'Roof Bay Analysis'!$I$51*AR1393)","v":198},14.5]
[56030.016199999998,56030.024299999997,56,"X",30,"K",7,"30K 7",162,243,84,{"$f":"MIN(I1394,360/'Roof Bay Analysis'!$I$51*K1394)","v":126},9.6,null,null,null,null,null,null,null,null,null,null,null,null,null,null,null,null,null,null,null,null,null,56030.012600000002,56,"X",30,"K",7,"30K 7",162,243,84,{"$f":"MIN(AP1394,360/'Roof Bay Analysis'!$I$51*AR1394)","v":126},9.6]
[56030.017899999999,56030.026850000002,56,"X",30,"K",8,"30K 8",179,268.5,92,{"$f":"MIN(I1395,360/'Roof Bay Analysis'!$I$51*K1395)","v":138},10,null,null,null,null,null,null,null,null,null,null,null,null,null,null,null,null,null,null,null,null,null,56030.013800000001,56,"X",30,"K",8,"30K 8",179,268.5,92,{"$f":"MIN(AP1395,360/'Roof Bay Analysis'!$I$51*AR1395)","v":138},10]
[56030.019500000002,56030.02925,56,"X",30,"K",9,"30K 9",195,292.5,100,{"$f":"MIN(I1396,360/'Roof Bay Analysis'!$I$51*K1396)","v":150},10.6,null,null,null,null,null,null,null,null,null,null,null,null,null,null,null,null,null,null,null,null,null,56030.014999999999,56,"X",30,"K",9,"30K 9",195,292.5,100,{"$f":"MIN(AP1396,360/'Roof Bay Analysis'!$I$51*AR1396)","v":150},10.6]
[56030.023099999999,56030.034650000001,56,"X",30,"K",10,"30K10",231,346.5,118,{"$f":"MIN(I1397,360/'Roof Bay Analysis'!$I$51*K1397)","v":177},11.9,null,null,null,null,null,null,null,null,null,null,null,null,null,null,null,null,null,null,null,null,null,56030.017699999997,56,"X",30,"K",10,"30K10",231,346.5,118,{"$f":"MIN(AP1397,360/'Roof Bay Analysis'!$I$51*AR1397)","v":177},11.9]
[56030.0265,56030.039750000004,56,"X",30,"K",11,"30K11",265,397.5,135,{"$f":"MIN(I1398,360/'Roof Bay Analysis'!$I$51*K1398)","v":202.5},13.3,null,null,null,null,null,null,null,null,null,null,null,null,null,null,null,null,null,null,null,null,null,56030.020250000001,56,"X",30,"K",11,"30K11",265,397.5,135,{"$f":"MIN(AP1398,360/'Roof Bay Analysis'!$I$51*AR1398)","v":202.5},13.3]
[56030.030100000004,56030.045149999998,56,"X",30,"K",12,"30K12",301,451.5,153,{"$f":"MIN(I1399,360/'Roof Bay Analysis'!$I$51*K1399)","v":229.5},15,null,null,null,null,null,null,null,null,null,null,null,null,null,null,null,null,null,null,null,null,null,56030.022949999999,56,"X",30,"K",12,"30K12",301,451.5,153,{"$f":"MIN(AP1399,360/'Roof Bay Analysis'!$I$51*AR1399)","v":229.5},15]
[57030.015599999999,57030.023399999998,57,"X",30,"K",7,"30K 7",156,234,80,{"$f":"MIN(I1400,360/'Roof Bay Analysis'!$I$51*K1400)","v":120},9.6,null,null,null,null,null,null,null,null,null,null,null,null,null,null,null,null,null,null,null,null,null,57030.012000000002,57,"X",30,"K",7,"30K 7",156,234,80,{"$f":"MIN(AP1400,360/'Roof Bay Analysis'!$I$51*AR1400)","v":120},9.6]
[57030.0173,57030.025950000003,57,"X",30,"K",8,"30K 8",173,259.5,88,{"$f":"MIN(I1401,360/'Roof Bay Analysis'!$I$51*K1401)","v":132},10,null,null,null,null,null,null,null,null,null,null,null,null,null,null,null,null,null,null,null,null,null,57030.013200000001,57,"X",30,"K",8,"30K 8",173,259.5,88,{"$f":"MIN(AP1401,360/'Roof Bay Analysis'!$I$51*AR1401)","v":132},10]
[57030.018799999998,57030.028200000001,57,"X",30,"K",9,"30K 9",188,282,95,{"$f":"MIN(I1402,360/'Roof Bay Analysis'!$I$51*K1402)","v":142.5},10.6,null,null,null,null,null,null,null,null,null,null,null,null,null,null,null,null,null,null,null,null,null,57030.01425,57,"X",30,"K",9,"30K 9",188,282,95,{"$f":"MIN(AP1402,360/'Roof Bay Analysis'!$I$51*AR1402)","v":142.5},10.6]
[57030.022299999997,57030.033450000003,57,"X",30,"K",10,"30K10",223,334.5,112,{"$f":"MIN(I1403,360/'Roof Bay Analysis'!$I$51*K1403)","v":168},11.9,null,null,null,null,null,null,null,null,null,null,null,null,null,null,null,null,null,null,null,null,null,57030.016799999998,57,"X",30,"K",10,"30K10",223,334.5,112,{"$f":"MIN(AP1403,360/'Roof Bay Analysis'!$I$51*AR1403)","v":168},11.9]
[57030.025600000001,57030.038399999998,57,"X",30,"K",11,"30K11",256,384,128,{"$f":"MIN(I1404,360/'Roof Bay Analysis'!$I$51*K1404)","v":192},13.3,null,null,null,null,null,null,null,null,null,null,null,null,null,null,null,null,null,null,null,null,null,57030.019200000002,57,"X",30,"K",11,"30K11",256,384,128,{"$f":"MIN(AP1404,360/'Roof Bay Analysis'!$I$51*AR1404)","v":192},13.3]
[57030.029000000002,57030.0435,57,"X",30,"K",12,"30K12",290,435,145,{"$f":"MIN(I1405,360/'Roof Bay Analysis'!$I$51*K1405)","v":217.5},15,null,null,null,null,null,null,null,null,null,null,null,null,null,null,null,null,null,null,null,null,null,57030.02175,57,"X",30,"K",12,"30K12",290,435,145,{"$f":"MIN(AP1405,360/'Roof Bay Analysis'!$I$51*AR1405)","v":217.5},15]
[58030.015099999997,58030.022649999999,58,"X",30,"K",7,"30K 7",151,226.5,76,{"$f":"MIN(I1406,360/'Roof Bay Analysis'!$I$51*K1406)","v":114},9.6,null,null,null,null,null,null,null,null,null,null,null,null,null,null,null,null,null,null,null,null,null,58030.011400000003,58,"X",30,"K",7,"30K 7",151,226.5,76,{"$f":"MIN(AP1406,360/'Roof Bay Analysis'!$I$51*AR1406)","v":114},9.6]
[58030.0167,58030.025049999997,58,"X",30,"K",8,"30K 8",167,250.5,83,{"$f":"MIN(I1407,360/'Roof Bay Analysis'!$I$51*K1407)","v":124.5},10,null,null,null,null,null,null,null,null,null,null,null,null,null,null,null,null,null,null,null,null,null,58030.012450000002,58,"X",30,"K",8,"30K 8",167,250.5,83,{"$f":"MIN(AP1407,360/'Roof Bay Analysis'!$I$51*AR1407)","v":124.5},10]
[58030.018100000001,58030.027150000002,58,"X",30,"K",9,"30K 9",181,271.5,90,{"$f":"MIN(I1408,360/'Roof Bay Analysis'!$I$51*K1408)","v":135},10.6,null,null,null,null,null,null,null,null,null,null,null,null,null,null,null,null,null,null,null,null,null,58030.013500000001,58,"X",30,"K",9,"30K 9",181,271.5,90,{"$f":"MIN(AP1408,360/'Roof Bay Analysis'!$I$51*AR1408)","v":135},10.6]
[58030.021500000003,58030.032249999997,58,"X",30,"K",10,"30K10",215,322.5,106,{"$f":"MIN(I1409,360/'Roof Bay Analysis'!$I$51*K1409)","v":159},11.9,null,null,null,null,null,null,null,null,null,null,null,null,null,null,null,null,null,null,null,null,null,58030.015899999999,58,"X",30,"K",10,"30K10",215,322.5,106,{"$f":"MIN(AP1409,360/'Roof Bay Analysis'!$I$51*AR1409)","v":159},11.9]
[58030.024700000002,58030.037049999999,58,"X",30,"K",11,"30K11",247,370.5,121,{"$f":"MIN(I1410,360/'Roof Bay Analysis'!$I$51*K1410)","v":181.5},13.3,null,null,null,null,null,null,null,null,null,null,null,null,null,null,null,null,null,null,null,null,null,58030.018150000004,58,"X",30,"K",11,"30K11",247,370.5,121,{"$f":"MIN(AP1410,360/'Roof Bay Analysis'!$I$51*AR1410)","v":181.5},13.3]
[58030.027999999998,58030.042000000001,58,"X",30,"K",12,"30K12",280,420,137,{"$f":"MIN(I1411,360/'Roof Bay Analysis'!$I$51*K1411)","v":205.5},15,null,null,null,null,null,null,null,null,null,null,null,null,null,null,null,null,null,null,null,null,null,58030.020550000001,58,"X",30,"K",12,"30K12",280,420,137,{"$f":"MIN(AP1411,360/'Roof Bay Analysis'!$I$51*AR1411)","v":205.5},15]
[{"$f":"C1412*1000+E1412+I1412/10000","v":59030.014600000002},{"$f":"C1412*1000+E1412+J1412/10000","v":59030.0219},59,"X",30,"K",7,"30K 7",146,{"$f":"1.5*I1412","v":219},72,{"$f":"MIN(I1412,360/'Roof Bay Analysis'!$I$51*K1412)","v":108},9.6,null,null,null,null,null,null,null,null,null,null,null,null,null,null,null,null,null,null,null,null,null,{"$f":"AJ1412*1000+AL1412+AS1412/10000","v":59030.010799999996},59,"X",30,"K",7,"30K 7",146,{"$f":"1.5*AP1412","v":219},72,{"$f":"MIN(AP1412,360/'Roof Bay Analysis'!$I$51*AR1412)","v":108},9.6]
[59030.016100000001,59030.024149999997,59,"X",{"$f":"VALUE(LEFT(H1413,2))","v":30},{"$f":"MID(H1413,3,LEN(H1413)-4)","v":"K"},{"$f":"VALUE(RIGHT(H1413,2))","v":8},"30K 8",161,241.5,79,{"$f":"MIN(I1413,360/'Roof Bay Analysis'!$I$51*K1413)","v":118.5},10,null,null,null,null,null,null,null,null,null,null,null,null,null,null,null,null,null,null,null,null,null,59030.011850000003,59,"X",{"$f":"VALUE(LEFT(AO1413,2))","v":30},{"$f":"MID(AO1413,3,LEN(AO1413)-4)","v":"K"},{"$f":"VALUE(RIGHT(AO1413,2))","v":8},"30K 8",161,241.5,79,{"$f":"MIN(AP1413,360/'Roof Bay Analysis'!$I$51*AR1413)","v":118.5},10]
[59030.017500000002,59030.026250000003,59,"X",30,"K",9,"30K 9",175,262.5,86,{"$f":"MIN(I1414,360/'Roof Bay Analysis'!$I$51*K1414)","v":129},10.6,null,null,null,null,null,null,null,null,null,null,null,null,null,null,null,null,null,null,null,null,null,59030.012900000002,59,"X",30,"K",9,"30K 9",175,262.5,86,{"$f":"MIN(AP1414,360/'Roof Bay Analysis'!$I$51*AR1414)","v":129},10.6]
[59030.020799999998,59030.031199999998,59,"X",30,"K",10,"30K10",208,312,101,{"$f":"MIN(I1415,360/'Roof Bay Analysis'!$I$51*K1415)","v":151.5},11.9,null,null,null,null,null,null,null,null,null,null,null,null,null,null,null,null,null,null,null,null,null,59030.015149999999,59,"X",30,"K",10,"30K10",208,312,101,{"$f":"MIN(AP1415,360/'Roof Bay Analysis'!$I$51*AR1415)","v":151.5},11.9]
[59030.0239,59030.03585,59,"X",30,"K",11,"30K11",239,358.5,115,{"$f":"MIN(I1416,360/'Roof Bay Analysis'!$I$51*K1416)","v":172.5},13.3,null,null,null,null,null,null,null,null,null,null,null,null,null,null,null,null,null,null,null,null,null,59030.017249999997,59,"X",30,"K",11,"30K11",239,358.5,115,{"$f":"MIN(AP1416,360/'Roof Bay Analysis'!$I$51*AR1416)","v":172.5},13.3]
[59030.027099999999,59030.040650000003,59,"X",30,"K",12,"30K12",271,406.5,130,{"$f":"MIN(I1417,360/'Roof Bay Analysis'!$I$51*K1417)","v":195},15,null,null,null,null,null,null,null,null,null,null,null,null,null,null,null,null,null,null,null,null,null,59030.019500000002,59,"X",30,"K",12,"30K12",271,406.5,130,{"$f":"MIN(AP1417,360/'Roof Bay Analysis'!$I$51*AR1417)","v":195},15]
[60030.0141,60030.02115,60,"X",30,"K",7,"30K 7",141,211.5,69,{"$f":"MIN(I1418,360/'Roof Bay Analysis'!$I$51*K1418)","v":103.5},9.6,null,null,null,null,null,null,null,null,null,null,null,null,null,null,null,null,null,null,null,null,null,60030.010349999997,60,"X",30,"K",7,"30K 7",141,211.5,69,{"$f":"MIN(AP1418,360/'Roof Bay Analysis'!$I$51*AR1418)","v":103.5},9.6]
[60030.015599999999,60030.023399999998,60,"X",30,"K",8,"30K 8",156,234,75,{"$f":"MIN(I1419,360/'Roof Bay Analysis'!$I$51*K1419)","v":112.5},10,null,null,null,null,null,null,null,null,null,null,null,null,null,null,null,null,null,null,null,null,null,60030.011250000003,60,"X",30,"K",8,"30K 8",156,234,75,{"$f":"MIN(AP1419,360/'Roof Bay Analysis'!$I$51*AR1419)","v":112.5},10]
[60030.016900000002,60030.025350000004,60,"X",30,"K",9,"30K 9",169,253.5,81,{"$f":"MIN(I1420,360/'Roof Bay Analysis'!$I$51*K1420)","v":121.5},10.6,null,null,null,null,null,null,null,null,null,null,null,null,null,null,null,null,null,null,null,null,null,60030.012150000002,60,"X",30,"K",9,"30K 9",169,253.5,81,{"$f":"MIN(AP1420,360/'Roof Bay Analysis'!$I$51*AR1420)","v":121.5},10.6]
[60030.020100000002,60030.030149999999,60,"X",30,"K",10,"30K10",201,301.5,96,{"$f":"MIN(I1421,360/'Roof Bay Analysis'!$I$51*K1421)","v":144},11.9,null,null,null,null,null,null,null,null,null,null,null,null,null,null,null,null,null,null,null,null,null,60030.0144,60,"X",30,"K",10,"30K10",201,301.5,96,{"$f":"MIN(AP1421,360/'Roof Bay Analysis'!$I$51*AR1421)","v":144},11.9]
[60030.023099999999,60030.034650000001,60,"X",30,"K",11,"30K11",231,346.5,109,{"$f":"MIN(I1422,360/'Roof Bay Analysis'!$I$51*K1422)","v":163.5},13.3,null,null,null,null,null,null,null,null,null,null,null,null,null,null,null,null,null,null,null,null,null,60030.016349999998,60,"X",30,"K",11,"30K11",231,346.5,109,{"$f":"MIN(AP1422,360/'Roof Bay Analysis'!$I$51*AR1422)","v":163.5},13.3]
[60030.0262,60030.039299999997,60,"X",30,"K",12,"30K12",262,393,124,{"$f":"MIN(I1423,360/'Roof Bay Analysis'!$I$51*K1423)","v":186},15,null,null,null,null,null,null,null,null,null,null,null,null,null,null,null,null,null,null,null,null,null,60030.018600000003,60,"X",30,"K",12,"30K12",262,393,124,{"$f":"MIN(AP1423,360/'Roof Bay Analysis'!$I$51*AR1423)","v":186},15]
[999000,999000,999,"X",0,0,0,0,0,0,0,0,0,null,null,null,null,null,null,null,null,null,null,null,null,null,null,null,null,null,null,null,null,null,999000,999,"X",0,0,0,0,0,0,0,0,0]

{"sheet":"K No X","index":7,"n_rows":1066,"n_cols":56,"rows_kept":1066,"cut":false,"hidden":true,"merged":[[1,54,1,55],[0,0,0,12],[0,18,0,20],[0,34,0,45],[1,4,1,7],[1,37,1,40]]}
["JOIST SELECTION TABLE (sorted by span, then joist depth, then black total ASD loads, then weight)",null,null,null,null,null,null,null,null,null,null,null,null,null,{"$f":"'Roof Bay Analysis'!D8","v":"ASD"},"Span",{"$f":"ROUNDUP('Roof Bay Analysis'!E11,0)","v":30},"ft.","Joist Depths",null,null,null,null,null,null,null,null,null,null,null,null,null,null,null,"JOIST SELECTION TABLE (sorted by span, then joist depth, then red L/360 deflection loads, then weight)"]
["ASD ID","LRFD ID","Span","Requires","Joist Type",null,null,null,"ASD Load","LRFD Load","L/360 Load",{"$f":"\"L/\"&'Roof Bay Analysis'!$I$51&\" Load\"","v":"L/240 Load"},"Weight",null,null,"Applied Total Load",{"$f":"'Roof Bay Analysis'!D76","v":187.38749999999999},"plf","Min.",{"$f":"MAX('Roof Bay Analysis'!D50:D51)","v":16},"in.",null,null,null,null,null,null,null,null,null,null,null,null,null,{"$f":"\"L/\"&'Roof Bay Analysis'!$I$51&\" ID\"","v":"L/240 ID"},"Span","Requires","Joist Type",null,null,null,"ASD Load","LRFD Load","L/360 Load",{"$f":"\"L/\"&'Roof Bay Analysis'!$I$51&\" Load\"","v":"L/240 Load"},"Weight",null,"Joist","Span","Load","IJ",null,null,null,"From Vulcraft"]
[null,null,"ft.","X-Bridging",null,null,null,null,"plf","plf","plf","plf","plf",null,null,{"$f":"\"Applied L/\"&'Roof Bay Analysis'!$I$51&\" Load\"","v":"Applied L/240 Load"},{"$f":"MAX('Roof Bay Analysis'!Y83:Z83)","v":125},"plf","Max.",{"$f":"MIN('Roof Bay Analysis'!D52:D53)","v":30},"in.",null,null,null,null,null,null,null,null,null,null,null,null,null,null,"ft.","X-Bridging",null,null,null,null,"plf","plf","plf","plf","plf",null,"Type","ft.","plf","in.^4",null,"Comparison",null,"Joist","Ixx"]
[{"$f":"C4*1000+E4+I4/10000","v":10000},{"$f":"C4*1000+E4+J4/10000","v":10000},10,null,0,0,0,0,0,{"$f":"1.5*I4","v":0},0,{"$f":"MIN(I4,360/'Roof Bay Analysis'!$I$51*K4)","v":0},0,null,null,null,null,null,null,null,null,null,null,null,null,null,null,null,null,null,null,null,null,null,{"$f":"AJ4*1000+AL4+AS4/10000","v":10000},10,null,0,0,0,0,0,{"$f":"1.5*AP4","v":0},0,{"$f":"MIN(AP4,360/'Roof Bay Analysis'!$I$51*AR4)","v":0},0,null,"10K 1",20,97,{"$f":"26.767*AX4*(AW4-0.33)^3*10^-6","v":19.759889560275141},null,{"$f":"AY4/BD4","v":0.90213454913218816},null,"10K1",21.903483886392827]
[10010.055,10010.0825,10,null,{"$f":"VALUE(LEFT(H5,2))","v":10},{"$f":"MID(H5,3,LEN(H5)-4)","v":"K"},{"$f":"VALUE(RIGHT(H5,2))","v":1},"10K 1",550,825,550,{"$f":"MIN(I5,360/'Roof Bay Analysis'!$I$51*K5)","v":550},5,null,null,null,null,null,null,null,null,null,null,null,null,null,null,null,null,null,null,null,null,null,10010.055,10,null,{"$f":"VALUE(LEFT(AO5,2))","v":10},{"$f":"MID(AO5,3,LEN(AO5)-4)","v":"K"},{"$f":"VALUE(RIGHT(AO5,2))","v":1},"10K 1",550,825,550,{"$f":"MIN(AP5,360/'Roof Bay Analysis'!$I$51*AR5)","v":550},5,null,"12K 1",24,81,28.752756841721599,null,0.89250584096398211,null,"12K1",32.215763216368622]
[11010.055,11010.0825,11,null,10,"K",1,"10K 1",550,825,542,{"$f":"MIN(I6,360/'Roof Bay Analysis'!$I$51*K6)","v":550},5,null,null,null,null,null,null,null,null,null,null,null,null,null,null,null,null,null,null,null,null,null,11010.055,11,null,10,"K",1,"10K 1",550,825,542,{"$f":"MIN(AP6,360/'Roof Bay Analysis'!$I$51*AR6)","v":550},5,null,"12K 3",24,101,35.852202975480026,null,0.97516806370329456,null,"12K3",36.765152910491999]
[12010.055,12010.0825,12,null,10,"K",1,"10K 1",550,825,455,{"$f":"MIN(I7,360/'Roof Bay Analysis'!$I$51*K7)","v":550},5,null,null,null,null,null,null,null,null,null,null,null,null,null,null,null,null,null,null,null,null,null,12010.055,12,null,10,"K",1,"10K 1",550,825,455,{"$f":"MIN(AP7,360/'Roof Bay Analysis'!$I$51*AR7)","v":550},5,null,"12K 5",24,132,46.856344482805575,null,0.95364724145312874,null,"12K5",49.133833189102283]
[12012.055,12012.0825,12,null,12,"K",1,"12K 1",550,825,550,{"$f":"MIN(I8,360/'Roof Bay Analysis'!$I$51*K8)","v":550},5,null,"Vlookup (Only used with exact ID match)",null,null,null,null,null,null,null,null,null,"Vlookup (Only used with exact ID match)",null,null,null,null,null,null,null,null,null,12012.055,12,null,12,"K",1,"12K 1",550,825,550,{"$f":"MIN(AP8,360/'Roof Bay Analysis'!$I$51*AR8)","v":550},5,null,"14K 1",28,70,39.694032081446473,null,0.89157900926353362,null,"14K1",44.521048240284088]
[12012.055,12012.0825,12,null,12,"K",3,"12K 3",550,825,550,{"$f":"MIN(I9,360/'Roof Bay Analysis'!$I$51*K9)","v":550},5.7,null,null,null,null,null,null,null,null,null,null,null,null,null,null,null,null,null,null,null,null,null,12012.055,12,null,12,"K",3,"12K 3",550,825,550,{"$f":"MIN(AP9,360/'Roof Bay Analysis'!$I$51*AR9)","v":550},5.7,null,"14K 3",28,88,49.901068902389859,null,0.97959394272425437,null,"14K3",50.9405649892187]
[12012.055,12012.0825,12,null,12,"K",5,"12K 5",550,825,550,{"$f":"MIN(I10,360/'Roof Bay Analysis'!$I$51*K10)","v":550},7.1,null,null,"ID","Depth","Type","ASD Load","LRFD Load",{"$f":"\"L/\"&'Roof Bay Analysis'!$I$51&\" Load\"","v":"L/240 Load"},"Weight",null,null,null,"ID","Depth","Type","ASD Load","LRFD Load",{"$f":"\"L/\"&'Roof Bay Analysis'!$I$51&\" Load\"","v":"L/240 Load"},"Weight",null,null,12012.055,12,null,12,"K",5,"12K 5",550,825,550,{"$f":"MIN(AP10,360/'Roof Bay Analysis'!$I$51*AR10)","v":550},7.1,null,"14K 4",28,103,58.406932919842667,null,0.95085451300493251,null,"14K4",61.425730352020409]
[13010.0479,13010.07185,13,null,10,"K",1,"10K 1",479,718.5,363,{"$f":"MIN(I11,360/'Roof Bay Analysis'!$I$51*K11)","v":479},5,null,{"$f":"IF(Q11=\"NA\",\"NA\",$Q$1*1000+Q11+$Q$2/10000)","v":"NA"},{"$f":"IF(Q11=\"NA\",\"NA\",IF($O$1=\"ASD\",VLOOKUP(O11,$A$4:$M$1066,1),VLOOKUP(O11,$B$4:$M$1066,1)))","v":"NA"},{"$f":"IF(W11<$T$2,\"NA\",IF(W11>$T$3,\"NA\",W11))","v":"NA"},{"$f":"IF(Q11=\"NA\",\"NA\",IF($O$1=\"ASD\",VLOOKUP(O11,$A$4:$M$1066,8),VLOOKUP(O11,$B$4:$M$1066,7)))","v":"NA"},{"$f":"IF(Q11=\"NA\",\"NA\",IF($O$1=\"ASD\",VLOOKUP(O11,$A$4:$M$1066,9),VLOOKUP(O11,$B$4:$M$1066,8)))","v":"NA"},{"$f":"IF(Q11=\"NA\",\"NA\",IF($O$1=\"ASD\",VLOOKUP(O11,$A$4:$M$1066,10),VLOOKUP(O11,$B$4:$M$1066,9)))","v":"NA"},{"$f":"IF(Q11=\"NA\",\"NA\",IF($O$1=\"ASD\",VLOOKUP(O11,$A$4:$M$1066,12),VLOOKUP(O11,$B$4:$M$1066,11)))","v":"NA"},{"$f":"IF(Q11=\"NA\",\"NA\",IF($O$1=\"ASD\",VLOOKUP(O11,$A$4:$M$1066,13),VLOOKUP(O11,$B$4:$M$1066,12)))","v":"NA"},10,null,{"$f":"IF(AA11=\"NA\",\"NA\",$Q$1*1000+AA11+$Q$3/10000)","v":"NA"},{"$f":"IF(AA11=\"NA\",\"NA\",VLOOKUP(Y11,$AI$4:$AT$1066,1))","v":"NA"},{"$f":"IF(AG11<$T$2,\"NA\",IF(AG11>$T$3,\"NA\",AG11))","v":"NA"},{"$f":"IF(AA11=\"NA\",\"NA\",VLOOKUP(Y11,$AI$4:$AT$1066,7))","v":"NA"},{"$f":"IF(AA11=\"NA\",\"NA\",VLOOKUP(Y11,$AI$4:$AT$1066,8))","v":"NA"},{"$f":"IF(AA11=\"NA\",\"NA\",VLOOKUP(Y11,$AI$4:$AT$1066,9))","v":"NA"},{"$f":"IF(AA11=\"NA\",\"NA\",VLOOKUP(Y11,$AI$4:$AT$1066,11))","v":"NA"},{"$f":"IF(AA11=\"NA\",\"NA\",VLOOKUP(Y11,$AI$4:$AT$1066,12))","v":"NA"},10,null,13010.0479,13,null,10,"K",1,"10K 1",479,718.5,363,{"$f":"MIN(AP11,360/'Roof Bay Analysis'!$I$51*AR11)","v":479},5,null,"14K 6",28,124,70.315142544276611,null,0.93464276526772594,null,"14K6",75.232104882484194]
[13012.055,13012.0825,13,null,12,"K",1,"12K 1",550,825,510,{"$f":"MIN(I12,360/'Roof Bay Analysis'!$I$51*K12)","v":550},5,null,"NA","NA","NA","NA","NA","NA","NA","NA",12,null,{"$f":"IF(AA12=\"NA\",\"NA\",$Q$1*1000+AA12+$Q$3/10000)","v":"NA"},"NA","NA","NA","NA","NA","NA","NA",12,null,13012.055,13,null,12,"K",1,"12K 1",550,825,510,{"$f":"MIN(AP12,360/'Roof Bay Analysis'!$I$51*AR12)","v":550},5,null,"16K 2",32,71,60.367367528617585,null,0.89520622717911069,null,"16K2",67.434034411089314]
[13012.055,13012.0825,13,null,12,"K",3,"12K 3",550,825,510,{"$f":"MIN(I13,360/'Roof Bay Analysis'!$I$51*K13)","v":550},5.7,null,"NA","NA","NA","NA","NA","NA","NA","NA",14,null,"NA","NA","NA","NA","NA","NA","NA","NA",14,null,13012.055,13,null,12,"K",3,"12K 3",550,825,510,{"$f":"MIN(AP13,360/'Roof Bay Analysis'!$I$51*AR13)","v":550},5.7,null,"16K 3",32,79,67.169324433250551,null,0.96193823284331226,null,"16K3",69.827065959017347]
[13012.055,13012.0825,13,null,12,"K",5,"12K 5",550,825,510,{"$f":"MIN(I14,360/'Roof Bay Analysis'!$I$51*K14)","v":550},7.1,null,30016.018738750001,29028.055,16,"28K12",550,825,550,14.5,16,null,30016.012500000001,29028.055,16,"28K12",550,825,550,14.5,16,null,13012.055,13,null,12,"K",5,"12K 5",550,825,510,{"$f":"MIN(AP14,360/'Roof Bay Analysis'!$I$51*AR14)","v":550},7.1,null,"16K 4",32,92,78.222504403279132,null,0.96162817107217557,null,"16K4",81.343815371032946]
[14010.0412,14010.061799999999,14,null,10,"K",1,"10K 1",412,618,289,{"$f":"MIN(I15,360/'Roof Bay Analysis'!$I$51*K15)","v":412},5,null,30018.018738750001,30016.035500000002,18,"16K 9",355,532.5,267,10,18,null,30018.012500000001,30016.026699999999,18,"16K 9",355,532.5,267,10,18,null,14010.0412,14,null,10,"K",1,"10K 1",412,618,289,{"$f":"MIN(AP15,360/'Roof Bay Analysis'!$I$51*AR15)","v":412},5,null,"16K 5",32,103,87.575195147149458,null,0.96840211677349264,null,"16K5",90.432676292500432]
[14012.05,14012.075000000001,14,null,12,"K",1,"12K 1",500,750,425,{"$f":"MIN(I16,360/'Roof Bay Analysis'!$I$51*K16)","v":500},5,null,{"$f":"IF(Q16=\"NA\",\"NA\",$Q$1*1000+Q16+$Q$2/10000)","v":30020.018738750001},30018.047699999999,20,"18K10",477,715.5,403.5,11.6,20,null,30020.012500000001,30018.040349999999,20,"18K10",477,715.5,403.5,11.6,20,null,14012.05,14,null,12,"K",1,"12K 1",500,750,425,{"$f":"MIN(AP16,360/'Roof Bay Analysis'!$I$51*AR16)","v":500},5,null,"16K 6",32,112,95.227396664861558,null,0.95455025848796082,null,"16K6",99.761532531251845]
[14012.055,14012.0825,14,null,12,"K",3,"12K 3",550,825,463,{"$f":"MIN(I17,360/'Roof Bay Analysis'!$I$51*K17)","v":550},5.7,null,{"$f":"IF(Q17=\"NA\",\"NA\",$Q$1*1000+Q17+$Q$2/10000)","v":30022.018738750001},30020.0533,22,"20K10",533,799.5,504,11.6,22,null,30022.012500000001,30020.0504,22,"20K10",533,799.5,504,11.6,22,null,14012.055,14,null,12,"K",3,"12K 3",550,825,463,{"$f":"MIN(AP17,360/'Roof Bay Analysis'!$I$51*AR17)","v":550},5.7,null,"16K 7",32,124,105.430332021811,null,0.96642563924894642,null,"16K7",109.09306183530657]
[14012.055,14012.0825,14,null,12,"K",5,"12K 5",550,825,463,{"$f":"MIN(I18,360/'Roof Bay Analysis'!$I$51*K18)","v":550},7.1,null,30024.018738750001,30022.055,24,"22K11",550,825,550,11.9,24,null,30024.012500000001,30022.055,24,"22K11",550,825,550,11.9,24,null,14012.055,14,null,12,"K",5,"12K 5",550,825,463,{"$f":"MIN(AP18,360/'Roof Bay Analysis'!$I$51*AR18)","v":550},7.1,null,"16K 9",32,147,124.98595812263079,null,0.97652891819342591,null,"16K9",127.99002240901811]
[14014.055,14014.0825,14,null,14,"K",1,"14K 1",550,825,550,{"$f":"MIN(I19,360/'Roof Bay Analysis'!$I$51*K19)","v":550},5.2,null,30026.018738750001,30024.055,26,"24K12",550,825,550,13.5,26,null,30026.012500000001,30024.055,26,"24K12",550,825,550,13.5,26,null,14014.055,14,null,14,"K",1,"14K 1",550,825,550,{"$f":"MIN(AP19,360/'Roof Bay Analysis'!$I$51*AR19)","v":550},5.2,null,"18K 3",36,70,85.036830930430483,null,0.95215153045115231,null,"18K3",89.310186678099427]
[14014.055,14014.0825,14,null,14,"K",3,"14K 3",550,825,550,{"$f":"MIN(I20,360/'Roof Bay Analysis'!$I$51*K20)","v":550},6,null,30028.018738750001,30026.055,28,"26K12",550,825,550,13.7,28,null,30028.012500000001,30026.055,28,"26K12",550,825,550,13.7,28,null,14014.055,14,null,14,"K",3,"14K 3",550,825,550,{"$f":"MIN(AP20,360/'Roof Bay Analysis'!$I$51*AR20)","v":550},6,null,"18K 4",36,82,99.614573375647126,null,0.95723628657335325,null,"18K4",104.06476934993796]
[14014.055,14014.0825,14,null,14,"K",4,"14K 4",550,825,550,{"$f":"MIN(I21,360/'Roof Bay Analysis'!$I$51*K21)","v":550},6.7,null,30030.018738750001,30028.055,30,"28K12",550,825,550,14.5,30,null,30030.012500000001,30028.055,30,"28K12",550,825,550,14.5,30,null,14014.055,14,null,14,"K",4,"14K 4",550,825,550,{"$f":"MIN(AP21,360/'Roof Bay Analysis'!$I$51*AR21)","v":550},6.7,null,"18K 5",36,92,111.76269207999434,null,0.96518634028301564,null,"18K5",115.79390156643001]
[14014.055,14014.0825,14,null,14,"K",6,"14K 6",550,825,550,{"$f":"MIN(I22,360/'Roof Bay Analysis'!$I$51*K22)","v":550},7.7,null,"NA","NA","NA","NA","NA","NA","NA","NA",32,null,"NA","NA","NA","NA","NA","NA","NA","NA",32,null,14014.055,14,null,14,"K",6,"14K 6",550,825,550,{"$f":"MIN(AP22,360/'Roof Bay Analysis'!$I$51*AR22)","v":550},7.7,null,"18K 6",36,101,122.69599891390683,null,0.96035338953237515,null,"18K6",127.76130146596472]
[15010.0358,15010.0537,15,null,10,"K",1,"10K 1",358,537,234,{"$f":"MIN(I23,360/'Roof Bay Analysis'!$I$51*K23)","v":351},5,null,"NA","NA","NA","NA","NA","NA","NA","NA",36,null,"NA","NA","NA","NA","NA","NA","NA","NA",36,null,15010.035099999999,15,null,10,"K",1,"10K 1",358,537,234,{"$f":"MIN(AP23,360/'Roof Bay Analysis'!$I$51*AR23)","v":351},5,null,"18K 7",36,111,134.84411761825402,null,0.96375206726843232,null,"18K7",139.91577522675871]
[15012.0434,15012.0651,15,null,12,"K",1,"12K 1",434,651,344,{"$f":"MIN(I24,360/'Roof Bay Analysis'!$I$51*K24)","v":434},5,null,"NA","NA","NA","NA","NA","NA","NA","NA",40,null,"NA","NA","NA","NA","NA","NA","NA","NA",40,null,15012.0434,15,null,12,"K",1,"12K 1",434,651,344,{"$f":"MIN(AP24,360/'Roof Bay Analysis'!$I$51*AR24)","v":434},5,null,"18K 9",36,132,160.35516689738321,null,0.97522962192096696,null,"18K9",164.42811343396465]
[15012.0543,15012.08145,15,null,12,"K",3,"12K 3",543,814.5,428,{"$f":"MIN(I25,360/'Roof Bay Analysis'!$I$51*K25)","v":543},5.7,null,"NA","NA","NA","NA","NA","NA","NA","NA",44,null,"NA","NA","NA","NA","NA","NA","NA","NA",44,null,15012.0543,15,null,12,"K",3,"12K 3",543,814.5,428,{"$f":"MIN(AP25,360/'Roof Bay Analysis'!$I$51*AR25)","v":543},5.7,null,"18K10",36,154,187.08102804694701,null,0.97880726233461934,null,"18K10",191.13163055280916]
[15012.055,15012.0825,15,null,12,"K",5,"12K 5",550,825,434,{"$f":"MIN(I26,360/'Roof Bay Analysis'!$I$51*K26)","v":550},7.1,null,"NA","NA","NA","NA","NA","NA","NA","NA",48,null,"NA","NA","NA","NA","NA","NA","NA","NA",48,null,15012.055,15,null,12,"K",5,"12K 5",550,825,434,{"$f":"MIN(AP26,360/'Roof Bay Analysis'!$I$51*AR26)","v":550},7.1,null,"20K 3",40,64,106.94642567874054,null,0.96179460606658418,null,"20K3",111.19466152561968]
[15014.051100000001,15014.076650000001,15,null,14,"K",1,"14K 1",511,766.5,475,{"$f":"MIN(I27,360/'Roof Bay Analysis'!$I$51*K27)","v":511},5.2,null,"NA","NA","NA","NA","NA","NA","NA","NA",52,null,"NA","NA","NA","NA","NA","NA","NA","NA",52,null,15014.051100000001,15,null,14,"K",1,"14K 1",511,766.5,475,{"$f":"MIN(AP27,360/'Roof Bay Analysis'!$I$51*AR27)","v":511},5.2,null,"20K 4",40,75,125.32784259227408,null,0.96712095083980842,null,"20K4",129.58859228873544]
[15014.055,15014.0825,15,null,14,"K",3,"14K 3",550,825,507,{"$f":"MIN(I28,360/'Roof Bay Analysis'!$I$51*K28)","v":550},6,null,"NA","NA","NA","NA","NA","NA","NA","NA",56,null,"NA","NA","NA","NA","NA","NA","NA","NA",56,null,15014.055,15,null,14,"K",3,"14K 3",550,825,507,{"$f":"MIN(AP28,360/'Roof Bay Analysis'!$I$51*AR28)","v":550},6,null,"20K 5",40,84,140.36718370334697,null,0.9727703009704719,null,"20K5",144.29632932184651]
[15014.055,15014.0825,15,null,14,"K",4,"14K 4",550,825,507,{"$f":"MIN(I29,360/'Roof Bay Analysis'!$I$51*K29)","v":550},6.7,null,"NA","NA","NA","NA","NA","NA","NA","NA",60,null,"NA","NA","NA","NA","NA","NA","NA","NA",60,null,15014.055,15,null,14,"K",4,"14K 4",550,825,507,{"$f":"MIN(AP29,360/'Roof Bay Analysis'!$I$51*AR29)","v":550},6.7,null,"20K 6",40,91,152.06444901195923,null,0.95499027108565393,null,"20K6",159.23141168662275]
[15014.055,15014.0825,15,null,14,"K",6,"14K 6",550,825,507,{"$f":"MIN(I30,360/'Roof Bay Analysis'!$I$51*K30)","v":550},7.7,null,"NA","NA","NA","NA","NA","NA","NA","NA",64,null,"NA","NA","NA","NA","NA","NA","NA","NA",64,null,15014.055,15,null,14,"K",6,"14K 6",550,825,507,{"$f":"MIN(AP30,360/'Roof Bay Analysis'!$I$51*AR30)","v":550},7.7,null,"20K 7",40,101,168.77482802426246,null,0.96670791818224078,null,"20K7",174.58719934933393]
[16010.031300000001,16010.04695,16,null,10,"K",1,"10K 1",313,469.5,192,{"$f":"MIN(I31,360/'Roof Bay Analysis'!$I$51*K31)","v":288},5,null,"NA","NA","NA","NA","NA","NA","NA","NA",68,null,"NA","NA","NA","NA","NA","NA","NA","NA",68,null,16010.0288,16,null,10,"K",1,"10K 1",313,469.5,192,{"$f":"MIN(AP31,360/'Roof Bay Analysis'!$I$51*AR31)","v":288},5,null,"20K 9",40,119,198.85351024640821,null,0.9678793229169359,null,"20K9",205.45279306837094]
[16012.038,16012.057000000001,16,null,12,"K",1,"12K 1",380,570,282,{"$f":"MIN(I32,360/'Roof Bay Analysis'!$I$51*K32)","v":380},5,null,"NA","NA","NA","NA","NA","NA","NA","NA",72,null,"NA","NA","NA","NA","NA","NA","NA","NA",72,null,16012.038,16,null,12,"K",1,"12K 1",380,570,282,{"$f":"MIN(AP32,360/'Roof Bay Analysis'!$I$51*AR32)","v":380},5,null,"20K10",40,140,233.94530617224495,null,0.97935356128800299,null,"20K10",238.87727110990468]
[16012.0476,16012.071400000001,16,null,12,"K",3,"12K 3",476,714,351,{"$f":"MIN(I33,360/'Roof Bay Analysis'!$I$51*K33)","v":476},5.7,null,"NA","NA","NA","NA","NA","NA","NA","NA",80,null,"NA","NA","NA","NA","NA","NA","NA","NA",80,null,16012.0476,16,null,12,"K",3,"12K 3",476,714,351,{"$f":"MIN(AP33,360/'Roof Bay Analysis'!$I$51*AR33)","v":476},5.7,null,"22K 4",44,68,151.58568387568263,null,0.95991774739023794,null,"22K4",157.91528418742539]
[16012.055,16012.0825,16,null,12,"K",5,"12K 5",550,825,396,{"$f":"MIN(I34,360/'Roof Bay Analysis'!$I$51*K34)","v":550},7.1,null,"NA","NA","NA","NA","NA","NA","NA","NA",88,null,"NA","NA","NA","NA","NA","NA","NA","NA",88,null,16012.055,16,null,12,"K",5,"12K 5",550,825,396,{"$f":"MIN(AP34,360/'Roof Bay Analysis'!$I$51*AR34)","v":550},7.1,null,"22K 5",44,76,169.41929374341001,null,0.9629381191646651,null,"22K5",175.93995955875005]
[16014.0448,16014.0672,16,null,14,"K",1,"14K 1",448,672,390,{"$f":"MIN(I35,360/'Roof Bay Analysis'!$I$51*K35)","v":448},5.2,null,"NA","NA","NA","NA","NA","NA","NA","NA",96,null,"NA","NA","NA","NA","NA","NA","NA","NA",96,null,16014.0448,16,null,14,"K",1,"14K 1",448,672,390,{"$f":"MIN(AP35,360/'Roof Bay Analysis'!$I$51*AR35)","v":448},5.2,null,"22K 6",44,83,185.02370237767147,null,0.95288626959071332,null,"22K6",194.17186319322602]
[16014.055,16014.0825,16,null,14,"K",3,"14K 3",550,825,467,{"$f":"MIN(I36,360/'Roof Bay Analysis'!$I$51*K36)","v":550},6,null,"NA","NA","NA","NA","NA","NA","NA","NA",104,null,"NA","NA","NA","NA","NA","NA","NA","NA",104,null,16014.055,16,null,14,"K",3,"14K 3",550,825,467,{"$f":"MIN(AP36,360/'Roof Bay Analysis'!$I$51*AR36)","v":550},6,null,"22K 7",44,92,205.08651347886476,null,0.96236253081498435,null,"22K7",213.10733420303222]
[16014.055,16014.0825,16,null,14,"K",4,"14K 4",550,825,467,{"$f":"MIN(I37,360/'Roof Bay Analysis'!$I$51*K37)","v":550},6.7,null,"NA","NA","NA","NA","NA","NA","NA","NA",112,null,"NA","NA","NA","NA","NA","NA","NA","NA",112,null,16014.055,16,null,14,"K",4,"14K 4",550,825,467,{"$f":"MIN(AP37,360/'Roof Bay Analysis'!$I$51*AR37)","v":550},6.7,null,"22K 9",44,109,242.98293444778542,null,0.96781249047667817,null,"22K9",251.0640613122369]
[16014.055,16014.0825,16,null,14,"K",6,"14K 6",550,825,467,{"$f":"MIN(I38,360/'Roof Bay Analysis'!$I$51*K38)","v":550},7.7,null,"NA","NA","NA","NA","NA","NA","NA","NA",120,null,"NA","NA","NA","NA","NA","NA","NA","NA",120,null,16014.055,16,null,14,"K",6,"14K 6",550,825,467,{"$f":"MIN(AP38,360/'Roof Bay Analysis'!$I$51*AR38)","v":550},7.7,null,"22K10",44,128,285.33775788363789,null,0.97729636924795249,null,"22K10",291.9664565040905]
[16016.055,16016.0825,16,null,16,"K",2,"16K 2",550,825,550,{"$f":"MIN(I39,360/'Roof Bay Analysis'!$I$51*K39)","v":550},5.5,null,null,null,null,null,null,null,null,null,null,null,null,null,null,null,null,null,null,null,null,null,16016.055,16,null,16,"K",2,"16K 2",550,825,550,{"$f":"MIN(AP39,360/'Roof Bay Analysis'!$I$51*AR39)","v":550},5.5,null,"22K11",44,146,325.46338008602453,null,0.94764401447958002,null,"22K11",343.44476946309851]
[16016.055,16016.0825,16,null,16,"K",3,"16K 3",550,825,550,{"$f":"MIN(I40,360/'Roof Bay Analysis'!$I$51*K40)","v":550},6.3,null,"Use next size up if ID doesn't match.",null,null,null,null,null,null,null,null,null,"Use next size up if ID doesn't match.",null,null,null,null,null,null,null,null,null,16016.055,16,null,16,"K",3,"16K 3",550,825,550,{"$f":"MIN(AP40,360/'Roof Bay Analysis'!$I$51*AR40)","v":550},6.3,null,"24K 4",48,63,182.67356489391585,null,0.96629751977346257,null,"24K4",189.04484504600777]
[16016.055,16016.0825,16,null,16,"K",4,"16K 4",550,825,550,{"$f":"MIN(I41,360/'Roof Bay Analysis'!$I$51*K41)","v":550},7,null,null,null,null,null,null,null,null,null,null,null,null,null,null,null,null,null,null,null,null,null,16016.055,16,null,16,"K",4,"16K 4",550,825,550,{"$f":"MIN(AP41,360/'Roof Bay Analysis'!$I$51*AR41)","v":550},7,null,"24K 5",48,70,202.97062765990654,null,0.96320240948660707,null,"24K5",210.72479227714055]
[16016.055,16016.0825,16,null,16,"K",5,"16K 5",550,825,550,{"$f":"MIN(I42,360/'Roof Bay Analysis'!$I$51*K42)","v":550},7.5,null,{"$f":"IF(Q42=\"NA\",\"NA\",$Q$1*1000+Q42+$Q$2/10000)","v":"NA"},{"$f":"IF(Q42=\"NA\",\"NA\",IF($P11=$O11,$P11,IF($O$1=\"ASD\",INDEX($A$4:$A$1066,MATCH($O42,$A$4:$A$1066,1)+1),INDEX($B$4:$B$1066,MATCH($O42,$B$4:$B$1066,1)+1))))","v":"NA"},{"$f":"IF(W42<$T$2,\"NA\",IF(W42>$T$3,\"NA\",W42))","v":"NA"},{"$f":"IF(Q42=\"NA\",\"NA\",IF($P11=$O11,$R11,INDEX($H$4:$H$1066,MATCH($O42,IF($O$1=\"ASD\",$A$4:$A$1066,$B$4:$B$1066),1)+1)))","v":"NA"},{"$f":"IF(Q42=\"NA\",\"NA\",IF($P11=$O11,$S11,INDEX($I$4:$I$1066,MATCH($O42,IF($O$1=\"ASD\",$A$4:$A$1066,$B$4:$B$1066),1)+1)))","v":"NA"},{"$f":"IF(Q42=\"NA\",\"NA\",IF($P11=$O11,$T11,INDEX($J$4:$J$1066,MATCH($O42,IF($O$1=\"ASD\",$A$4:$A$1066,$B$4:$B$1066),1)+1)))","v":"NA"},{"$f":"IF(Q42=\"NA\",\"NA\",IF($P11=$O11,$U11,INDEX($L$4:$L$1066,MATCH($O42,IF($O$1=\"ASD\",$A$4:$A$1066,$B$4:$B$1066),1)+1)))","v":"NA"},{"$f":"IF(Q42=\"NA\",\"NA\",IF($P11=$O11,$V11,INDEX($M$4:$M$1066,MATCH($O42,IF($O$1=\"ASD\",$A$4:$A$1066,$B$4:$B$1066),1)+1)))","v":"NA"},10,null,{"$f":"IF(AA42=\"NA\",\"NA\",$Q$1*1000+AA42+$Q$3/10000)","v":"NA"},{"$f":"IF(AA42=\"NA\",\"NA\",IF($Z11=$Y11,$Z11,INDEX($AI$4:$AI$1066,MATCH($Y42,$AI$4:$AI$1066,1)+1)))","v":"NA"},{"$f":"IF(AG42<$T$2,\"NA\",IF(AG42>$T$3,\"NA\",AG42))","v":"NA"},{"$f":"IF(AA42=\"NA\",\"NA\",IF($Z11=$Y11,$AB11,INDEX($AO$4:$AO$1066,MATCH($Y42,$AI$4:$AI$1066,1)+1)))","v":"NA"},{"$f":"IF(AA42=\"NA\",\"NA\",IF($Z11=$Y11,$AC11,INDEX($AP$4:$AP$1066,MATCH($Y42,$AI$4:$AI$1066,1)+1)))","v":"NA"},{"$f":"IF(AA42=\"NA\",\"NA\",IF($Z11=$Y11,$AD11,INDEX($AQ$4:$AQ$1066,MATCH($Y42,$AI$4:$AI$1066,1)+1)))","v":"NA"},{"$f":"IF(AA42=\"NA\",\"NA\",IF($Z11=$Y11,$AE11,INDEX($AS$4:$AS$1066,MATCH($Y42,$AI$4:$AI$1066,1)+1)))","v":"NA"},{"$f":"IF(AA42=\"NA\",\"NA\",IF($Z11=$Y11,$AF11,INDEX($AT$4:$AT$1066,MATCH($Y42,$AI$4:$AI$1066,1)+1)))","v":"NA"},10,null,16016.055,16,null,16,"K",5,"16K 5",550,825,550,{"$f":"MIN(AP42,360/'Roof Bay Analysis'!$I$51*AR42)","v":550},7.5,null,"24K 6",48,77,223.26769042589714,null,0.95994987020680067,null,"24K6",232.58265598577444]
[16016.055,16016.0825,16,null,16,"K",6,"16K 6",550,825,550,{"$f":"MIN(I43,360/'Roof Bay Analysis'!$I$51*K43)","v":550},8.1,null,{"$f":"IF(Q43=\"NA\",\"NA\",$Q$1*1000+Q43+$Q$2/10000)","v":"NA"},"NA","NA","NA","NA","NA","NA","NA",12,null,{"$f":"IF(AA43=\"NA\",\"NA\",$Q$1*1000+AA43+$Q$3/10000)","v":"NA"},"NA","NA","NA","NA","NA","NA","NA",12,null,16016.055,16,null,16,"K",6,"16K 6",550,825,550,{"$f":"MIN(AP43,360/'Roof Bay Analysis'!$I$51*AR43)","v":550},8.1,null,"24K 7",48,85,246.46433358702936,null,0.96472529764494042,null,"24K7",255.4761797878536]
[16016.055,16016.0825,16,null,16,"K",7,"16K 7",550,825,550,{"$f":"MIN(I44,360/'Roof Bay Analysis'!$I$51*K44)","v":550},8.6,null,"NA","NA","NA","NA","NA","NA","NA","NA",14,null,"NA","NA","NA","NA","NA","NA","NA","NA",14,null,16016.055,16,null,16,"K",7,"16K 7",550,825,550,{"$f":"MIN(AP44,360/'Roof Bay Analysis'!$I$51*AR44)","v":550},8.6,null,"24K 8",48,93,269.66097674816154,null,1.0080246762487939,null,"24K8",267.51426140842375]
[16016.055,16016.0825,16,null,16,"K",9,"16K 9",550,825,550,{"$f":"MIN(I45,360/'Roof Bay Analysis'!$I$51*K45)","v":550},10,null,30016.018738750001,30016.0216,16,"16K 4",216,324,168,7,16,null,30016.012500000001,30016.016800000001,16,"16K 4",216,324,168,7,16,null,16016.055,16,null,16,"K",9,"16K 9",550,825,550,{"$f":"MIN(AP45,360/'Roof Bay Analysis'!$I$51*AR45)","v":550},10,null,"24K 9",48,101,292.8576199092937,null,0.97210301817287681,null,"24K9",301.26191816556269]
[17010.027699999999,17010.041550000002,17,null,10,"K",1,"10K 1",277,415.5,159,{"$f":"MIN(I46,360/'Roof Bay Analysis'!$I$51*K46)","v":238.5},5,null,30018.018738750001,30018.0203,18,"18K 3",203,304.5,184.5,6.4,18,null,30018.012500000001,30018.01845,18,"18K 3",203,304.5,184.5,6.4,18,null,17010.023850000001,17,null,10,"K",1,"10K 1",277,415.5,159,{"$f":"MIN(AP46,360/'Roof Bay Analysis'!$I$51*AR46)","v":238.5},5,null,"24K10",48,118,342.15048662669955,null,0.97645913455017008,null,"24K10",350.39918673536664]
[17012.033599999999,17012.0504,17,null,12,"K",1,"12K 1",336,504,234,{"$f":"MIN(I47,360/'Roof Bay Analysis'!$I$51*K47)","v":336},5,null,30020.018738750001,30020.022700000001,20,"20K 3",227,340.5,227,6.5,20,null,30020.012500000001,30020.022700000001,20,"20K 3",227,340.5,227,6.5,20,null,17012.033599999999,17,null,12,"K",1,"12K 1",336,504,234,{"$f":"MIN(AP47,360/'Roof Bay Analysis'!$I$51*AR47)","v":336},5,null,"24K12",48,153,443.63580045665282,null,0.93867680917702634,null,"24K12",472.61826021418938]
[17012.042000000001,17012.062999999998,17,null,12,"K",3,"12K 3",420,630,291,{"$f":"MIN(I48,360/'Roof Bay Analysis'!$I$51*K48)","v":420},5.7,null,30022.018738750001,30022.030200000001,22,"22K 4",302,453,302,7.3,22,null,30022.012500000001,30022.030200000001,22,"22K 4",302,453,302,7.3,22,null,17012.042000000001,17,null,12,"K",3,"12K 3",420,630,291,{"$f":"MIN(AP48,360/'Roof Bay Analysis'!$I$51*AR48)","v":420},5.7,null,"26K 5",52,65,240.00950442671285,null,0.96524715747787393,null,"26K5",248.650827477018]
[17012.055,17012.0825,17,null,12,"K",5,"12K 5",550,825,366,{"$f":"MIN(I49,360/'Roof Bay Analysis'!$I$51*K49)","v":549},7.1,null,30024.018738750001,30024.033100000001,24,"24K 4",331,496.5,331,7.8,24,null,30024.012500000001,30024.033100000001,24,"24K 4",331,496.5,331,7.8,24,null,17012.054899999999,17,null,12,"K",5,"12K 5",550,825,366,{"$f":"MIN(AP49,360/'Roof Bay Analysis'!$I$51*AR49)","v":549},7.1,null,"26K 6",52,71,262.16422791225557,null,0.95518694050995812,null,"26K6",274.46379006426798]
[17014.039499999999,17014.059249999998,17,null,14,"K",1,"14K 1",395,592.5,324,{"$f":"MIN(I50,360/'Roof Bay Analysis'!$I$51*K50)","v":395},5.2,null,30026.018738750001,30026.040499999999,26,"26K 5",405,607.5,405,8.1,26,null,30026.012500000001,30026.040499999999,26,"26K 5",405,607.5,405,8.1,26,null,17014.039499999999,17,null,14,"K",1,"14K 1",395,592.5,324,{"$f":"MIN(AP50,360/'Roof Bay Analysis'!$I$51*AR50)","v":395},5.2,null,"26K 7",52,79,291.70385922631249,null,0.96688735733628717,null,"26K7",301.69373610379802]
[17014.049500000001,17014.074250000001,17,null,14,"K",3,"14K 3",495,742.5,404,{"$f":"MIN(I51,360/'Roof Bay Analysis'!$I$51*K51)","v":495},6,null,30028.018738750001,30028.047699999999,28,"28K 6",477,715.5,477,8.9,28,null,30028.012500000001,30028.047699999999,28,"28K 6",477,715.5,477,8.9,28,null,17014.049500000001,17,null,14,"K",3,"14K 3",495,742.5,404,{"$f":"MIN(AP51,360/'Roof Bay Analysis'!$I$51*AR51)","v":495},6,null,"26K 8",52,86,317.55103662611236,null,1.0051507356422154,null,"26K8",315.92379666639874]
[17014.055,17014.0825,17,null,14,"K",4,"14K 4",550,825,443,{"$f":"MIN(I52,360/'Roof Bay Analysis'!$I$51*K52)","v":550},6.7,null,30030.018738750001,30030.055,30,"30K 7",550,825,550,9.6,30,null,30030.012500000001,30030.055,30,"30K 7",550,825,550,9.6,30,null,17014.055,17,null,14,"K",4,"14K 4",550,825,443,{"$f":"MIN(AP52,360/'Roof Bay Analysis'!$I$51*AR52)","v":550},6.7,null,"26K 9",52,93,343.3982140259123,null,0.96447611633062935,null,"26K9",356.04636362834816]
[17014.055,17014.0825,17,null,14,"K",6,"14K 6",550,825,443,{"$f":"MIN(I53,360/'Roof Bay Analysis'!$I$51*K53)","v":550},7.7,null,"NA","NA","NA","NA","NA","NA","NA","NA",32,null,"NA","NA","NA","NA","NA","NA","NA","NA",32,null,17014.055,17,null,14,"K",6,"14K 6",550,825,443,{"$f":"MIN(AP53,360/'Roof Bay Analysis'!$I$51*AR53)","v":550},7.7,null,"26K10",52,110,406.16993056828329,null,0.98067115999440035,null,"26K10",414.17546180373301]
[17016.051200000002,17016.076799999999,17,null,16,"K",2,"16K 2",512,768,488,{"$f":"MIN(I54,360/'Roof Bay Analysis'!$I$51*K54)","v":512},5.5,null,"NA","NA","NA","NA","NA","NA","NA","NA",36,null,"NA","NA","NA","NA","NA","NA","NA","NA",36,null,17016.051200000002,17,null,16,"K",2,"16K 2",512,768,488,{"$f":"MIN(AP54,360/'Roof Bay Analysis'!$I$51*AR54)","v":512},5.5,null,"26K12",52,142,524.32845582451114,null,0.93825716990663299,null,"26K12",558.83234644152799]
[17016.055,17016.0825,17,null,16,"K",3,"16K 3",550,825,526,{"$f":"MIN(I55,360/'Roof Bay Analysis'!$I$51*K55)","v":550},6.3,null,"NA","NA","NA","NA","NA","NA","NA","NA",40,null,"NA","NA","NA","NA","NA","NA","NA","NA",40,null,17016.055,17,null,16,"K",3,"16K 3",550,825,526,{"$f":"MIN(AP55,360/'Roof Bay Analysis'!$I$51*AR55)","v":550},6.3,null,"28K 6",56,66,304.79462104163963,null,0.95303337266614763,null,"28K6",319.81526542870677]
[17016.055,17016.0825,17,null,16,"K",4,"16K 4",550,825,526,{"$f":"MIN(I56,360/'Roof Bay Analysis'!$I$51*K56)","v":550},7,null,"NA","NA","NA","NA","NA","NA","NA","NA",44,null,"NA","NA","NA","NA","NA","NA","NA","NA",44,null,17016.055,17,null,16,"K",4,"16K 4",550,825,526,{"$f":"MIN(AP56,360/'Roof Bay Analysis'!$I$51*AR56)","v":550},7,null,"28K 7",56,73,337.12132327332858,null,0.9583844674027403,null,"28K7",351.7600031508656]
[17016.055,17016.0825,17,null,16,"K",5,"16K 5",550,825,526,{"$f":"MIN(I57,360/'Roof Bay Analysis'!$I$51*K57)","v":550},7.5,null,"NA","NA","NA","NA","NA","NA","NA","NA",48,null,"NA","NA","NA","NA","NA","NA","NA","NA",48,null,17016.055,17,null,16,"K",5,"16K 5",550,825,526,{"$f":"MIN(AP57,360/'Roof Bay Analysis'!$I$51*AR57)","v":550},7.5,null,"28K 8",56,80,369.44802550501765,null,1.0029387693673888,null,"28K8",368.36548430374251]
[17016.055,17016.0825,17,null,16,"K",6,"16K 6",550,825,526,{"$f":"MIN(I58,360/'Roof Bay Analysis'!$I$51*K58)","v":550},8.1,null,"NA","NA","NA","NA","NA","NA","NA","NA",52,null,"NA","NA","NA","NA","NA","NA","NA","NA",52,null,17016.055,17,null,16,"K",6,"16K 6",550,825,526,{"$f":"MIN(AP58,360/'Roof Bay Analysis'!$I$51*AR58)","v":550},8.1,null,"28K 9",56,87,401.77472773670667,null,0.96715912708663332,null,"28K9",415.41739770059337]
[17016.055,17016.0825,17,null,16,"K",7,"16K 7",550,825,526,{"$f":"MIN(I59,360/'Roof Bay Analysis'!$I$51*K59)","v":550},8.6,null,"NA","NA","NA","NA","NA","NA","NA","NA",56,null,"NA","NA","NA","NA","NA","NA","NA","NA",56,null,17016.055,17,null,16,"K",7,"16K 7",550,825,526,{"$f":"MIN(AP59,360/'Roof Bay Analysis'!$I$51*AR59)","v":550},8.6,null,"28K10",56,102,471.04623251889751,null,0.9746551442692073,null,"28K10",483.29528170918974]
[17016.055,17016.0825,17,null,16,"K",9,"16K 9",550,825,526,{"$f":"MIN(I60,360/'Roof Bay Analysis'!$I$51*K60)","v":550},10,null,"NA","NA","NA","NA","NA","NA","NA","NA",60,null,"NA","NA","NA","NA","NA","NA","NA","NA",60,null,17016.055,17,null,16,"K",9,"16K 9",550,825,526,{"$f":"MIN(AP60,360/'Roof Bay Analysis'!$I$51*AR60)","v":550},10,null,"28K12",56,132,609.58924208327926,null,0.93454534753423946,null,"28K12",652.28428314544192]
[18010.024600000001,18010.036899999999,18,null,10,"K",1,"10K 1",246,369,134,{"$f":"MIN(I61,360/'Roof Bay Analysis'!$I$51*K61)","v":201},5,null,"NA","NA","NA","NA","NA","NA","NA","NA",64,null,"NA","NA","NA","NA","NA","NA","NA","NA",64,null,18010.020100000002,18,null,10,"K",1,"10K 1",246,369,134,{"$f":"MIN(AP61,360/'Roof Bay Analysis'!$I$51*AR61)","v":201},5,null,"30K 7",60,69,392.38907143977417,null,0.96724986722411299,null,"30K7",405.67498092905618]
[18012.029900000001,18012.044849999998,18,null,12,"K",1,"12K 1",299,448.5,197,{"$f":"MIN(I62,360/'Roof Bay Analysis'!$I$51*K62)","v":295.5},5,null,"NA","NA","NA","NA","NA","NA","NA","NA",68,null,"NA","NA","NA","NA","NA","NA","NA","NA",68,null,18012.029549999999,18,null,12,"K",1,"12K 1",299,448.5,197,{"$f":"MIN(AP62,360/'Roof Bay Analysis'!$I$51*AR62)","v":295.5},5,null,"30K 8",60,75,426.50986026062407,null,1.0039321593942394,null,"30K8",424.83932432045509]
[18012.037400000001,18012.056100000002,18,null,12,"K",3,"12K 3",374,561,245,{"$f":"MIN(I63,360/'Roof Bay Analysis'!$I$51*K63)","v":367.5},5.7,null,"NA","NA","NA","NA","NA","NA","NA","NA",72,null,"NA","NA","NA","NA","NA","NA","NA","NA",72,null,18012.036749999999,18,null,12,"K",3,"12K 3",374,561,245,{"$f":"MIN(AP63,360/'Roof Bay Analysis'!$I$51*AR63)","v":367.5},5.7,null,"30K 9",60,81,460.63064908147402,null,0.96089831446395391,null,"30K9",479.37502038229832]
[18012.0507,18012.07605,18,null,12,"K",5,"12K 5",507,760.5,317,{"$f":"MIN(I64,360/'Roof Bay Analysis'!$I$51*K64)","v":475.5},7.1,null,"NA","NA","NA","NA","NA","NA","NA","NA",80,null,"NA","NA","NA","NA","NA","NA","NA","NA",80,null,18012.047549999999,18,null,12,"K",5,"12K 5",507,760.5,317,{"$f":"MIN(AP64,360/'Roof Bay Analysis'!$I$51*AR64)","v":475.5},7.1,null,"30K10",60,96,545.9326211335989,null,0.97879723533938778,null,"30K10",557.75864645173669]
[18014.035199999998,18014.052800000001,18,null,14,"K",1,"14K 1",352,528,272,{"$f":"MIN(I65,360/'Roof Bay Analysis'!$I$51*K65)","v":352},5.2,null,"NA","NA","NA","NA","NA","NA","NA","NA",88,null,"NA","NA","NA","NA","NA","NA","NA","NA",88,null,18014.035199999998,18,null,14,"K",1,"14K 1",352,528,272,{"$f":"MIN(AP65,360/'Roof Bay Analysis'!$I$51*AR65)","v":352},5.2,null,"30K11",60,109,619.86099691210711,null,0.94412706824797155,null,"30K11",656.54403708855727]
[18014.044099999999,18014.066149999999,18,null,14,"K",3,"14K 3",441,661.5,339,{"$f":"MIN(I66,360/'Roof Bay Analysis'!$I$51*K66)","v":441},6,null,"NA","NA","NA","NA","NA","NA","NA","NA",96,null,"NA","NA","NA","NA","NA","NA","NA","NA",96,null,18014.044099999999,18,null,14,"K",3,"14K 3",441,661.5,339,{"$f":"MIN(AP66,360/'Roof Bay Analysis'!$I$51*AR66)","v":441},6,null,"30K12",60,124,705.16296896423182,null,0.93650365497844579,null,"30K12",752.97407032593117]
[18014.053,18014.0795,18,null,14,"K",4,"14K 4",530,795,397,{"$f":"MIN(I67,360/'Roof Bay Analysis'!$I$51*K67)","v":530},6.7,null,"NA","NA","NA","NA","NA","NA","NA","NA",104,null,"NA","NA","NA","NA","NA","NA","NA","NA",104,null,18014.053,18,null,14,"K",4,"14K 4",530,795,397,{"$f":"MIN(AP67,360/'Roof Bay Analysis'!$I$51*AR67)","v":530},6.7,null,"18LH 2",36,124,150.6366719339054,null,1.0283871014424093,null,"18LH02",146.478569910711]
[{"$f":"C68*1000+E68+I68/10000","v":18014.055},{"$f":"C68*1000+E68+J68/10000","v":18014.0825},18,null,14,"K",6,"14K 6",550,{"$f":"1.5*I68","v":825},408,{"$f":"MIN(I68,360/'Roof Bay Analysis'!$I$51*K68)","v":550},7.7,null,"NA","NA","NA","NA","NA","NA","NA","NA",112,null,"NA","NA","NA","NA","NA","NA","NA","NA",112,null,{"$f":"AJ68*1000+AL68+AS68/10000","v":18014.055},18,null,14,"K",6,"14K 6",550,{"$f":"1.5*AP68","v":825},408,{"$f":"MIN(AP68,360/'Roof Bay Analysis'!$I$51*AR68)","v":550},7.7,null,"18LH 3",36,136,{"$f":"26.767*AX68*(AW68-0.33)^3*10^-6","v":165.21441437912208},null,{"$f":"AY68/BD68","v":1.0047820347064507},null,"18LH03",164.42811343396465]
[18016.045600000001,18016.0684,18,null,{"$f":"VALUE(LEFT(H69,2))","v":16},{"$f":"MID(H69,3,LEN(H69)-4)","v":"K"},{"$f":"VALUE(RIGHT(H69,2))","v":2},"16K 2",456,684,409,{"$f":"MIN(I69,360/'Roof Bay Analysis'!$I$51*K69)","v":456},5.5,null,"NA","NA","NA","NA","NA","NA","NA","NA",120,null,"NA","NA","NA","NA","NA","NA","NA","NA",120,null,18016.045600000001,18,null,{"$f":"VALUE(LEFT(AO69,2))","v":16},{"$f":"MID(AO69,3,LEN(AO69)-4)","v":"K"},{"$f":"VALUE(RIGHT(AO69,2))","v":2},"16K 2",456,684,409,{"$f":"MIN(AP69,360/'Roof Bay Analysis'!$I$51*AR69)","v":456},5.5,null,"18LH 4",36,153,185.86621617651232,null,0.97245137102075829,null,"18LH04",191.13163055280916]
[18016.050800000001,18016.0762,18,null,16,"K",3,"16K 3",508,762,456,{"$f":"MIN(I70,360/'Roof Bay Analysis'!$I$51*K70)","v":508},6.3,null,null,null,null,null,null,null,null,null,null,null,null,null,null,null,null,null,null,null,null,null,18016.050800000001,18,null,16,"K",3,"16K 3",508,762,456,{"$f":"MIN(AP70,360/'Roof Bay Analysis'!$I$51*AR70)","v":508},6.3,null,"18LH 5",36,179,217.45132480781507,null,0.96773733511285254,null,"18LH05",224.70077046521826]
[18016.055,18016.0825,18,null,16,"K",4,"16K 4",550,825,490,{"$f":"MIN(I71,360/'Roof Bay Analysis'!$I$51*K71)","v":550},7,null,"Return \"X\" if depths don't match.",null,null,null,null,null,null,null,null,null,"Return \"X\" if depths don't match.",null,null,null,null,null,null,null,null,null,18016.055,18,null,16,"K",4,"16K 4",550,825,490,{"$f":"MIN(AP71,360/'Roof Bay Analysis'!$I$51*AR71)","v":550},7,null,"18LH 6",36,195,236.8883147347706,null,0.92030092369965266,null,"18LH06",257.40310439162499]
[18016.055,18016.0825,18,null,16,"K",5,"16K 5",550,825,490,{"$f":"MIN(I72,360/'Roof Bay Analysis'!$I$51*K72)","v":550},7.5,null,null,null,null,null,null,null,null,null,null,null,null,null,null,null,null,null,null,null,null,null,18016.055,18,null,16,"K",5,"16K 5",550,825,490,{"$f":"MIN(AP72,360/'Roof Bay Analysis'!$I$51*AR72)","v":550},7.5,null,"18LH 7",36,222,269.68823523650804,null,0.984545897676943,null,"18LH07",273.92144528035021]
[18016.055,18016.0825,18,null,16,"K",6,"16K 6",550,825,490,{"$f":"MIN(I73,360/'Roof Bay Analysis'!$I$51*K73)","v":550},8.1,null,{"$f":"IF(Q73=\"NA\",\"NA\",$Q$1*1000+Q73+$Q$2/10000)","v":"NA"},{"$f":"IF($Q73=\"NA\",\"NA\",IF($P11=$O11,$P11,IF(ROUNDDOWN($O42,0)=ROUNDDOWN($P42,0),P42,\"X\")))","v":"NA"},{"$f":"IF(W73<$T$2,\"NA\",IF(W73>$T$3,\"NA\",W73))","v":"NA"},{"$f":"IF($Q73=\"NA\",\"NA\",IF($P11=$O11,$R11,IF(ROUNDDOWN($O42,0)=ROUNDDOWN($P42,0),R42,\"X\")))","v":"NA"},{"$f":"IF($Q73=\"NA\",\"NA\",IF($P11=$O11,$S11,IF(ROUNDDOWN($O42,0)=ROUNDDOWN($P42,0),S42,\"X\")))","v":"NA"},{"$f":"IF($Q73=\"NA\",\"NA\",IF($P11=$O11,$T11,IF(ROUNDDOWN($O42,0)=ROUNDDOWN($P42,0),T42,\"X\")))","v":"NA"},{"$f":"IF($Q73=\"NA\",\"NA\",IF($P11=$O11,$U11,IF(ROUNDDOWN($O42,0)=ROUNDDOWN($P42,0),U42,\"X\")))","v":"NA"},{"$f":"IF($Q73=\"NA\",\"NA\",IF($P11=$O11,$V11,IF(ROUNDDOWN($O42,0)=ROUNDDOWN($P42,0),V42,\"X\")))","v":"NA"},10,null,{"$f":"IF(AA73=\"NA\",\"NA\",$Q$1*1000+AA73+$Q$3/10000)","v":"NA"},{"$f":"IF($AA73=\"NA\",\"NA\",IF($Z11=$Y11,$Z11,IF(ROUNDDOWN($Y42,0)=ROUNDDOWN($Z42,0),Z42,\"X\")))","v":"NA"},{"$f":"IF(AG73<$T$2,\"NA\",IF(AG73>$T$3,\"NA\",AG73))","v":"NA"},{"$f":"IF($AA73=\"NA\",\"NA\",IF($Z11=$Y11,$AB11,IF(ROUNDDOWN($Y42,0)=ROUNDDOWN($Z42,0),AB42,\"X\")))","v":"NA"},{"$f":"IF($AA73=\"NA\",\"NA\",IF($Z11=$Y11,$AC11,IF(ROUNDDOWN($Y42,0)=ROUNDDOWN($Z42,0),AC42,\"X\")))","v":"NA"},{"$f":"IF($AA73=\"NA\",\"NA\",IF($Z11=$Y11,$AD11,IF(ROUNDDOWN($Y42,0)=ROUNDDOWN($Z42,0),AD42,\"X\")))","v":"NA"},{"$f":"IF($AA73=\"NA\",\"NA\",IF($Z11=$Y11,$AE11,IF(ROUNDDOWN($Y42,0)=ROUNDDOWN($Z42,0),AE42,\"X\")))","v":"NA"},{"$f":"IF($AA73=\"NA\",\"NA\",IF($Z11=$Y11,$AF11,IF(ROUNDDOWN($Y42,0)=ROUNDDOWN($Z42,0),AF42,\"X\")))","v":"NA"},10,null,18016.055,18,null,16,"K",6,"16K 6",550,825,490,{"$f":"MIN(AP73,360/'Roof Bay Analysis'!$I$51*AR73)","v":550},8.1,null,"18LH 8",36,246,298.84372012694138,null,0.94578624833460578,null,"18LH08",315.97384784687068]
[18016.055,18016.0825,18,null,16,"K",7,"16K 7",550,825,490,{"$f":"MIN(I74,360/'Roof Bay Analysis'!$I$51*K74)","v":550},8.6,null,{"$f":"IF(Q74=\"NA\",\"NA\",$Q$1*1000+Q74+$Q$2/10000)","v":"NA"},{"$f":"IF($Q74=\"NA\",\"NA\",IF($P12=$O12,$P12,IF(ROUNDDOWN($O43,0)=ROUNDDOWN($P43,0),P43,\"X\")))","v":"NA"},"NA",{"$f":"IF($Q74=\"NA\",\"NA\",IF($P12=$O12,$R12,IF(ROUNDDOWN($O43,0)=ROUNDDOWN($P43,0),R43,\"X\")))","v":"NA"},{"$f":"IF($Q74=\"NA\",\"NA\",IF($P12=$O12,$S12,IF(ROUNDDOWN($O43,0)=ROUNDDOWN($P43,0),S43,\"X\")))","v":"NA"},{"$f":"IF($Q74=\"NA\",\"NA\",IF($P12=$O12,$T12,IF(ROUNDDOWN($O43,0)=ROUNDDOWN($P43,0),T43,\"X\")))","v":"NA"},{"$f":"IF($Q74=\"NA\",\"NA\",IF($P12=$O12,$U12,IF(ROUNDDOWN($O43,0)=ROUNDDOWN($P43,0),U43,\"X\")))","v":"NA"},{"$f":"IF($Q74=\"NA\",\"NA\",IF($P12=$O12,$V12,IF(ROUNDDOWN($O43,0)=ROUNDDOWN($P43,0),V43,\"X\")))","v":"NA"},12,null,{"$f":"IF(AA74=\"NA\",\"NA\",$Q$1*1000+AA74+$Q$3/10000)","v":"NA"},{"$f":"IF($AA74=\"NA\",\"NA\",IF($Z12=$Y12,$Z12,IF(ROUNDDOWN($Y43,0)=ROUNDDOWN($Z43,0),Z43,\"X\")))","v":"NA"},"NA",{"$f":"IF($AA74=\"NA\",\"NA\",IF($Z12=$Y12,$AB12,IF(ROUNDDOWN($Y43,0)=ROUNDDOWN($Z43,0),AB43,\"X\")))","v":"NA"},{"$f":"IF($AA74=\"NA\",\"NA\",IF($Z12=$Y12,$AC12,IF(ROUNDDOWN($Y43,0)=ROUNDDOWN($Z43,0),AC43,\"X\")))","v":"NA"},{"$f":"IF($AA74=\"NA\",\"NA\",IF($Z12=$Y12,$AD12,IF(ROUNDDOWN($Y43,0)=ROUNDDOWN($Z43,0),AD43,\"X\")))","v":"NA"},{"$f":"IF($AA74=\"NA\",\"NA\",IF($Z12=$Y12,$AE12,IF(ROUNDDOWN($Y43,0)=ROUNDDOWN($Z43,0),AE43,\"X\")))","v":"NA"},{"$f":"IF($AA74=\"NA\",\"NA\",IF($Z12=$Y12,$AF12,IF(ROUNDDOWN($Y43,0)=ROUNDDOWN($Z43,0),AF43,\"X\")))","v":"NA"},12,null,18016.055,18,null,16,"K",7,"16K 7",550,825,490,{"$f":"MIN(AP74,360/'Roof Bay Analysis'!$I$51*AR74)","v":550},8.6,null,"18LH 9",36,266,323.1399575356358,null,0.90914488575328511,null,"18LH09",355.43284970238108]
[18016.055,18016.0825,18,null,16,"K",9,"16K 9",550,825,490,{"$f":"MIN(I75,360/'Roof Bay Analysis'!$I$51*K75)","v":550},10,null,"NA","NA","NA","NA","NA","NA","NA","NA",14,null,"NA","NA","NA","NA","NA","NA","NA","NA",14,null,18016.055,18,null,16,"K",9,"16K 9",550,825,490,{"$f":"MIN(AP75,360/'Roof Bay Analysis'!$I$51*AR75)","v":550},10,null,"20LH 2",40,108,180.47209333287466,null,0.98731039014803823,null,"20LH02",182.79164803057984]
[18018.055,18018.0825,18,null,18,"K",3,"18K 3",550,825,550,{"$f":"MIN(I76,360/'Roof Bay Analysis'!$I$51*K76)","v":550},6.4,null,30016.018738750001,30016.0216,16,"16K 4",216,324,168,7,16,null,30016.012500000001,30016.016800000001,16,"16K 4",216,324,168,7,16,null,18018.055,18,null,18,"K",3,"18K 3",550,825,550,{"$f":"MIN(AP76,360/'Roof Bay Analysis'!$I$51*AR76)","v":550},6.4,null,"20LH 3",40,123,205.53766185132949,null,1.0004130816704464,null,"20LH03",205.45279306837094]
[18018.055,18018.0825,18,null,18,"K",4,"18K 4",550,825,550,{"$f":"MIN(I77,360/'Roof Bay Analysis'!$I$51*K77)","v":550},7.2,null,30018.018738750001,30018.0203,18,"18K 3",203,304.5,184.5,6.4,18,null,30018.012500000001,30018.01845,18,"18K 3",203,304.5,184.5,6.4,18,null,18018.055,18,null,18,"K",4,"18K 4",550,825,550,{"$f":"MIN(AP77,360/'Roof Bay Analysis'!$I$51*AR77)","v":550},7.2,null,"20LH 4",40,139,232.27426827101462,null,0.9723581787073744,null,"20LH04",238.87727110990468]
[18018.055,18018.0825,18,null,18,"K",5,"18K 5",550,825,550,{"$f":"MIN(I78,360/'Roof Bay Analysis'!$I$51*K78)","v":550},7.7,null,30020.018738750001,30020.022700000001,20,"20K 3",227,340.5,227,6.5,20,null,30020.012500000001,30020.022700000001,20,"20K 3",227,340.5,227,6.5,20,null,18018.055,18,null,18,"K",5,"18K 5",550,825,550,{"$f":"MIN(AP78,360/'Roof Bay Analysis'!$I$51*AR78)","v":550},7.7,null,"20LH 5",40,161,269.03710209808168,null,0.95769222207917293,null,"20LH05",280.92230039625429]
[18018.055,18018.0825,18,null,18,"K",6,"18K 6",550,825,550,{"$f":"MIN(I79,360/'Roof Bay Analysis'!$I$51*K79)","v":550},8.4,null,30022.018738750001,30022.030200000001,22,"22K 4",302,453,302,7.3,22,null,30022.012500000001,30022.030200000001,22,"22K 4",302,453,302,7.3,22,null,18018.055,18,null,18,"K",6,"18K 6",550,825,550,{"$f":"MIN(AP79,360/'Roof Bay Analysis'!$I$51*AR79)","v":550},8.4,null,"20LH 6",40,178,297.44474641899717,null,0.92401796751399268,null,"20LH06",321.90363918923782]
[18018.055,18018.0825,18,null,18,"K",7,"18K 7",550,825,550,{"$f":"MIN(I80,360/'Roof Bay Analysis'!$I$51*K80)","v":550},8.9,null,30024.018738750001,30024.033100000001,24,"24K 4",331,496.5,331,7.8,24,null,30024.012500000001,30024.033100000001,24,"24K 4",331,496.5,331,7.8,24,null,18018.055,18,null,18,"K",7,"18K 7",550,825,550,{"$f":"MIN(AP80,360/'Roof Bay Analysis'!$I$51*AR80)","v":550},8.9,null,"20LH 7",40,202,337.54965604852492,null,0.98424638154485089,null,"20LH07",342.95239726328953]
[18018.055,18018.0825,18,null,18,"K",9,"18K 9",550,825,550,{"$f":"MIN(I81,360/'Roof Bay Analysis'!$I$51*K81)","v":550},10.1,null,30026.018738750001,30026.040499999999,26,"26K 5",405,607.5,405,8.1,26,null,30026.012500000001,30026.040499999999,26,"26K 5",405,607.5,405,8.1,26,null,18018.055,18,null,18,"K",9,"18K 9",550,825,550,{"$f":"MIN(AP81,360/'Roof Bay Analysis'!$I$51*AR81)","v":550},10.1,null,"20LH 8",40,225,375.98352777682226,null,0.98824398115743084,null,"20LH08",380.45617777147555]
[18018.055,18018.0825,18,null,18,"K",10,"18K10",550,825,550,{"$f":"MIN(I82,360/'Roof Bay Analysis'!$I$51*K82)","v":550},11.6,null,30028.018738750001,30028.047699999999,28,"28K 6",477,715.5,477,8.9,28,null,30028.012500000001,30028.047699999999,28,"28K 6",477,715.5,477,8.9,28,null,18018.055,18,null,18,"K",10,"18K10",550,825,550,{"$f":"MIN(AP82,360/'Roof Bay Analysis'!$I$51*AR82)","v":550},11.6,null,"20LH 9",40,244,407.73324790019836,null,0.91386203467274874,null,"20LH09",446.16499255952397]
[19010.022099999998,19010.033149999999,19,null,10,"K",1,"10K 1",221,331.5,113,{"$f":"MIN(I83,360/'Roof Bay Analysis'!$I$51*K83)","v":169.5},5,null,30030.018738750001,30030.055,30,"30K 7",550,825,550,9.6,30,null,30030.012500000001,30030.055,30,"30K 7",550,825,550,9.6,30,null,19010.016950000001,19,null,10,"K",1,"10K 1",221,331.5,113,{"$f":"MIN(AP83,360/'Roof Bay Analysis'!$I$51*AR83)","v":169.5},5,null,"20LH10",40,274,457.86438493710796,null,0.98442427102573815,null,"20LH10",465.10879344739044]
[19012.0268,19012.040199999999,19,null,12,"K",1,"12K 1",268,402,167,{"$f":"MIN(I84,360/'Roof Bay Analysis'!$I$51*K84)","v":250.5},5,null,"NA","NA","NA","NA","NA","NA","NA","NA",32,null,"NA","NA","NA","NA","NA","NA","NA","NA",32,null,19012.02505,19,null,12,"K",1,"12K 1",268,402,167,{"$f":"MIN(AP84,360/'Roof Bay Analysis'!$I$51*AR84)","v":250.5},5,null,"24LH 3",48,96,278.35971793358607,null,1.0001341624620117,null,"24LH03",278.32237751818525]
[19012.033500000001,19012.05025,19,null,12,"K",3,"12K 3",335,502.5,207,{"$f":"MIN(I85,360/'Roof Bay Analysis'!$I$51*K85)","v":310.5},5.7,null,"NA","NA","NA","NA","NA","NA","NA","NA",36,null,"NA","NA","NA","NA","NA","NA","NA","NA",36,null,19012.031050000001,19,null,12,"K",3,"12K 3",335,502.5,207,{"$f":"MIN(AP85,360/'Roof Bay Analysis'!$I$51*AR85)","v":310.5},5.7,null,"24LH 4",48,107,310.25510228014281,null,0.99687127206361992,null,"24LH04",311.22885268614948]
[19012.045399999999,19012.0681,19,null,12,"K",5,"12K 5",454,681,269,{"$f":"MIN(I86,360/'Roof Bay Analysis'!$I$51*K86)","v":403.5},7.1,null,"NA","NA","NA","NA","NA","NA","NA","NA",40,null,"NA","NA","NA","NA","NA","NA","NA","NA",40,null,19012.040349999999,19,null,12,"K",5,"12K 5",454,681,269,{"$f":"MIN(AP86,360/'Roof Bay Analysis'!$I$51*AR86)","v":403.5},7.1,null,"24LH 5",48,124,359.54796899754865,null,0.95059179529178495,null,"24LH05",378.23592711231544]
[19014.031500000001,19014.04725,19,null,14,"K",1,"14K 1",315,472.5,230,{"$f":"MIN(I87,360/'Roof Bay Analysis'!$I$51*K87)","v":315},5.2,null,"NA",{"$f":"IF($Q87=\"NA\",\"NA\",IF($P25=$O25,$P25,IF(ROUNDDOWN($O56,0)=ROUNDDOWN($P56,0),P56,\"X\")))","v":"NA"},"NA",{"$f":"IF($Q87=\"NA\",\"NA\",IF($P25=$O25,$R25,IF(ROUNDDOWN($O56,0)=ROUNDDOWN($P56,0),R56,\"X\")))","v":"NA"},{"$f":"IF($Q87=\"NA\",\"NA\",IF($P25=$O25,$S25,IF(ROUNDDOWN($O56,0)=ROUNDDOWN($P56,0),S56,\"X\")))","v":"NA"},{"$f":"IF($Q87=\"NA\",\"NA\",IF($P25=$O25,$T25,IF(ROUNDDOWN($O56,0)=ROUNDDOWN($P56,0),T56,\"X\")))","v":"NA"},{"$f":"IF($Q87=\"NA\",\"NA\",IF($P25=$O25,$U25,IF(ROUNDDOWN($O56,0)=ROUNDDOWN($P56,0),U56,\"X\")))","v":"NA"},{"$f":"IF($Q87=\"NA\",\"NA\",IF($P25=$O25,$V25,IF(ROUNDDOWN($O56,0)=ROUNDDOWN($P56,0),V56,\"X\")))","v":"NA"},44,null,"NA",{"$f":"IF($AA87=\"NA\",\"NA\",IF($Z25=$Y25,$Z25,IF(ROUNDDOWN($Y56,0)=ROUNDDOWN($Z56,0),Z56,\"X\")))","v":"NA"},"NA",{"$f":"IF($AA87=\"NA\",\"NA\",IF($Z25=$Y25,$AB25,IF(ROUNDDOWN($Y56,0)=ROUNDDOWN($Z56,0),AB56,\"X\")))","v":"NA"},{"$f":"IF($AA87=\"NA\",\"NA\",IF($Z25=$Y25,$AC25,IF(ROUNDDOWN($Y56,0)=ROUNDDOWN($Z56,0),AC56,\"X\")))","v":"NA"},{"$f":"IF($AA87=\"NA\",\"NA\",IF($Z25=$Y25,$AD25,IF(ROUNDDOWN($Y56,0)=ROUNDDOWN($Z56,0),AD56,\"X\")))","v":"NA"},{"$f":"IF($AA87=\"NA\",\"NA\",IF($Z25=$Y25,$AE25,IF(ROUNDDOWN($Y56,0)=ROUNDDOWN($Z56,0),AE56,\"X\")))","v":"NA"},{"$f":"IF($AA87=\"NA\",\"NA\",IF($Z25=$Y25,$AF25,IF(ROUNDDOWN($Y56,0)=ROUNDDOWN($Z56,0),AF56,\"X\")))","v":"NA"},44,null,19014.031500000001,19,null,14,"K",1,"14K 1",315,472.5,230,{"$f":"MIN(AP87,360/'Roof Bay Analysis'!$I$51*AR87)","v":315},5.2,null,"24LH 6",48,152,440.73622006151123,null,0.93254166663338556,null,"24LH06",472.61826021418938]
[19014.039499999999,19014.059249999998,19,null,14,"K",3,"14K 3",395,592.5,287,{"$f":"MIN(I88,360/'Roof Bay Analysis'!$I$51*K88)","v":395},6,null,"NA","NA","NA","NA","NA","NA","NA","NA",48,null,"NA","NA","NA","NA","NA","NA","NA","NA",48,null,19014.039499999999,19,null,14,"K",3,"14K 3",395,592.5,287,{"$f":"MIN(AP88,360/'Roof Bay Analysis'!$I$51*AR88)","v":395},6,null,"24LH 7",48,171,495.82824756920019,null,0.98299043824195087,null,"24LH07",504.40800671059856]
[19014.047500000001,19014.071250000001,19,null,14,"K",4,"14K 4",475,712.5,336,{"$f":"MIN(I89,360/'Roof Bay Analysis'!$I$51*K89)","v":475},6.7,null,"NA","NA","NA","NA","NA","NA","NA","NA",52,null,"NA","NA","NA","NA","NA","NA","NA","NA",52,null,19014.047500000001,19,null,14,"K",4,"14K 4",475,712.5,336,{"$f":"MIN(AP89,360/'Roof Bay Analysis'!$I$51*AR89)","v":475},6.7,null,"24LH 8",48,184,533.52279270603992,null,0.98711451373822079,null,"24LH08",540.48723352833633]
[19014.055,19014.0825,19,null,14,"K",6,"14K 6",550,825,383,{"$f":"MIN(I90,360/'Roof Bay Analysis'!$I$51*K90)","v":550},7.7,null,"NA","NA","NA","NA","NA","NA","NA","NA",56,null,"NA","NA","NA","NA","NA","NA","NA","NA",56,null,19014.055,19,null,14,"K",6,"14K 6",550,825,383,{"$f":"MIN(AP90,360/'Roof Bay Analysis'!$I$51*AR90)","v":550},7.7,null,"24LH 9",48,209,606.01230258457804,null,0.91981213099552739,null,"24LH09",658.8435639880953]
[19016.040799999999,19016.0612,19,null,16,"K",2,"16K 2",408,612,347,{"$f":"MIN(I91,360/'Roof Bay Analysis'!$I$51*K91)","v":408},5.5,null,"NA","NA","NA","NA","NA","NA","NA","NA",60,null,"NA","NA","NA","NA","NA","NA","NA","NA",60,null,19016.040799999999,19,null,16,"K",2,"16K 2",408,612,347,{"$f":"MIN(AP91,360/'Roof Bay Analysis'!$I$51*AR91)","v":408},5.5,null,"24LH10",48,234,678.50181246311604,null,0.93746275612253382,null,"24LH10",723.76401945767589]
[19016.0455,19016.06825,19,null,16,"K",3,"16K 3",455,682.5,386,{"$f":"MIN(I92,360/'Roof Bay Analysis'!$I$51*K92)","v":455},6.3,null,"NA","NA","NA","NA","NA","NA","NA","NA",64,null,"NA","NA","NA","NA","NA","NA","NA","NA",64,null,19016.0455,19,null,16,"K",3,"16K 3",455,682.5,386,{"$f":"MIN(AP92,360/'Roof Bay Analysis'!$I$51*AR92)","v":455},6.3,null,"24LH11",48,259,750.99132234165415,null,0.9879196371033454,null,"24LH11",760.17450624184085]
[19016.054700000001,19016.082050000001,19,null,16,"K",4,"16K 4",547,820.5,452,{"$f":"MIN(I93,360/'Roof Bay Analysis'!$I$51*K93)","v":547},7,null,"NA","NA","NA","NA","NA","NA","NA","NA",68,null,"NA","NA","NA","NA","NA","NA","NA","NA",68,null,19016.054700000001,19,null,16,"K",4,"16K 4",547,820.5,452,{"$f":"MIN(AP93,360/'Roof Bay Analysis'!$I$51*AR93)","v":547},7,null,"28LH 5",56,97,447.95573092483386,null,0.95457231933067044,null,"28LH05",469.27374893809264]
[19016.055,19016.0825,19,null,16,"K",5,"16K 5",550,825,455,{"$f":"MIN(I94,360/'Roof Bay Analysis'!$I$51*K94)","v":550},7.5,null,"NA","NA","NA","NA","NA","NA","NA","NA",72,null,"NA","NA","NA","NA","NA","NA","NA","NA",72,null,19016.055,19,null,16,"K",5,"16K 5",550,825,455,{"$f":"MIN(AP94,360/'Roof Bay Analysis'!$I$51*AR94)","v":550},7.5,null,"28LH 6",56,126,581.88064017040278,null,0.97912610575296011,null,"28LH06",594.28569696130137]
[19016.055,19016.0825,19,null,16,"K",6,"16K 6",550,825,455,{"$f":"MIN(I95,360/'Roof Bay Analysis'!$I$51*K95)","v":550},8.1,null,"NA","NA","NA","NA","NA","NA","NA","NA",80,null,"NA","NA","NA","NA","NA","NA","NA","NA",80,null,19016.055,19,null,16,"K",6,"16K 6",550,825,455,{"$f":"MIN(AP95,360/'Roof Bay Analysis'!$I$51*AR95)","v":550},8.1,null,"28LH 7",56,142,655.77024527140622,null,0.97568953736411157,null,"28LH07",672.10953910914327]
[19016.055,19016.0825,19,null,16,"K",7,"16K 7",550,825,455,{"$f":"MIN(I96,360/'Roof Bay Analysis'!$I$51*K96)","v":550},8.6,null,"NA","NA","NA","NA","NA","NA","NA","NA",88,null,"NA","NA","NA","NA","NA","NA","NA","NA",88,null,19016.055,19,null,16,"K",7,"16K 7",550,825,455,{"$f":"MIN(AP96,360/'Roof Bay Analysis'!$I$51*AR96)","v":550},8.6,null,"28LH 8",56,148,683.4788471842827,null,0.98052324145182779,null,"28LH08",697.05522346648161]
[19016.055,19016.0825,19,null,16,"K",9,"16K 9",550,825,455,{"$f":"MIN(I97,360/'Roof Bay Analysis'!$I$51*K97)","v":550},10,null,"NA","NA","NA","NA","NA","NA","NA","NA",96,null,"NA","NA","NA","NA","NA","NA","NA","NA",96,null,19016.055,19,null,16,"K",9,"16K 9",550,825,455,{"$f":"MIN(AP97,360/'Roof Bay Analysis'!$I$51*AR97)","v":550},10,null,"28LH 9",56,183,845.11235834272782,null,0.92550021184366427,null,"28LH09",913.14118303571433]
[19018.0514,19018.077099999999,19,null,18,"K",3,"18K 3",514,771,494,{"$f":"MIN(I98,360/'Roof Bay Analysis'!$I$51*K98)","v":514},6.4,null,"NA","NA","NA","NA","NA","NA","NA","NA",104,null,"NA","NA","NA","NA","NA","NA","NA","NA",104,null,19018.0514,19,null,18,"K",3,"18K 3",514,771,494,{"$f":"MIN(AP98,360/'Roof Bay Analysis'!$I$51*AR98)","v":514},6.4,null,"28LH10",56,204,942.09246503779502,null,0.98667339564552925,null,"28LH10",954.81693252855246]
[19018.055,19018.0825,19,null,18,"K",4,"18K 4",550,825,523,{"$f":"MIN(I99,360/'Roof Bay Analysis'!$I$51*K99)","v":550},7.2,null,"NA","NA","NA","NA","NA","NA","NA","NA",112,null,"NA","NA","NA","NA","NA","NA","NA","NA",112,null,19018.055,19,null,18,"K",4,"18K 4",550,825,523,{"$f":"MIN(AP99,360/'Roof Bay Analysis'!$I$51*AR99)","v":550},7.2,null,"28LH11",56,223,1029.8363710952367,null,0.97593166129313669,null,"28LH11",1055.234102898839]
[19018.055,19018.0825,19,null,18,"K",5,"18K 5",550,825,523,{"$f":"MIN(I100,360/'Roof Bay Analysis'!$I$51*K100)","v":550},7.7,null,"NA","NA","NA","NA","NA","NA","NA","NA",120,null,"NA","NA","NA","NA","NA","NA","NA","NA",120,null,19018.055,19,null,18,"K",5,"18K 5",550,825,523,{"$f":"MIN(AP100,360/'Roof Bay Analysis'!$I$51*AR100)","v":550},7.7,null,"28LH12",56,256,1182.2336816160564,null,0.95771736645621464,null,"28LH12",1234.4285725867187]
[19018.055,19018.0825,19,null,18,"K",6,"18K 6",550,825,523,{"$f":"MIN(I101,360/'Roof Bay Analysis'!$I$51*K101)","v":550},8.4,null,null,null,null,null,null,null,null,null,null,null,null,null,null,null,null,null,null,null,null,null,19018.055,19,null,18,"K",6,"18K 6",550,825,523,{"$f":"MIN(AP101,360/'Roof Bay Analysis'!$I$51*AR101)","v":550},8.4,null,"28LH13",56,281,1297.6861895863744,null,0.98090854185603515,null,"28LH13",1322.9431024537166]
[19018.055,19018.0825,19,null,18,"K",7,"18K 7",550,825,523,{"$f":"MIN(I102,360/'Roof Bay Analysis'!$I$51*K102)","v":550},8.9,null,"Return \"NA\" if deflection is inadequate.",null,null,null,null,null,null,null,null,null,"Return \"NA\" if total load (strength) is inadequate.",null,null,null,null,null,null,null,null,null,19018.055,19,null,18,"K",7,"18K 7",550,825,523,{"$f":"MIN(AP102,360/'Roof Bay Analysis'!$I$51*AR102)","v":550},8.9,null,"32LH 6",64,104,718.5178932093678,null,0.95729477956690279,null,"32LH06",750.57120183444238]
[19018.055,19018.0825,19,null,18,"K",9,"18K 9",550,825,523,{"$f":"MIN(I103,360/'Roof Bay Analysis'!$I$51*K103)","v":550},10.1,null,null,null,null,null,null,null,null,null,null,null,null,null,null,null,null,null,null,null,null,null,19018.055,19,null,18,"K",9,"18K 9",550,825,523,{"$f":"MIN(AP103,360/'Roof Bay Analysis'!$I$51*AR103)","v":550},10.1,null,"32LH 7",64,116,801.42380396429473,null,0.9309120850067174,null,"32LH07",860.90170798299573]
[19018.055,19018.0825,19,null,18,"K",10,"18K10",550,825,523,{"$f":"MIN(I104,360/'Roof Bay Analysis'!$I$51*K104)","v":550},11.6,null,{"$f":"IF(Q104=\"NA\",\"NA\",$Q$1*1000+Q104+$Q$2/10000)","v":"NA"},{"$f":"IF($Q$3>$U73,\"NA\",P73)","v":"NA"},{"$f":"IF(W104<$T$2,\"NA\",IF(W104>$T$3,\"NA\",W104))","v":"NA"},{"$f":"IF($Q$3>$U73,\"NA\",R73)","v":"NA"},{"$f":"IF($Q$3>$U73,\"NA\",S73)","v":"NA"},"NA","NA",{"$f":"IF($Q$3>$U73,\"NA\",V73)","v":"NA"},10,null,{"$f":"IF(AA104=\"NA\",\"NA\",$Q$1*1000+AA104+$Q$3/10000)","v":"NA"},{"$f":"IF($O$1=\"ASD\",IF($Q$2>$AC73,\"NA\",Z73),IF($Q$2>$AD73,\"NA\",Z73))","v":"NA"},{"$f":"IF(AG104<$T$2,\"NA\",IF(AG104>$T$3,\"NA\",AG104))","v":"NA"},{"$f":"IF($O$1=\"ASD\",IF($Q$2>$AC73,\"NA\",AB73),IF($Q$2>$AD73,\"NA\",AB73))","v":"NA"},{"$f":"IF($O$1=\"ASD\",IF($Q$2>$AC73,\"NA\",AC73),IF($Q$2>$AD73,\"NA\",AC73))","v":"NA"},"NA","NA","NA",10,null,19018.055,19,null,18,"K",10,"18K10",550,825,523,{"$f":"MIN(AP104,360/'Roof Bay Analysis'!$I$51*AR104)","v":550},11.6,null,"32LH 8",64,125,863.60323703049016,null,0.97266476902571741,null,"32LH08",887.87346322364465]
[20010.019899999999,20010.029849999999,20,null,10,"K",1,"10K 1",199,298.5,97,{"$f":"MIN(I105,360/'Roof Bay Analysis'!$I$51*K105)","v":145.5},5,null,{"$f":"IF(Q105=\"NA\",\"NA\",$Q$1*1000+Q105+$Q$2/10000)","v":"NA"},{"$f":"IF($Q$3>$U74,\"NA\",P74)","v":"NA"},"NA",{"$f":"IF($Q$3>$U74,\"NA\",R74)","v":"NA"},"NA","NA","NA","NA",12,null,{"$f":"IF(AA105=\"NA\",\"NA\",$Q$1*1000+AA105+$Q$3/10000)","v":"NA"},{"$f":"IF($O$1=\"ASD\",IF($Q$2>$AC74,\"NA\",Z74),IF($Q$2>$AD74,\"NA\",Z74))","v":"NA"},"NA",{"$f":"IF($O$1=\"ASD\",IF($Q$2>$AC74,\"NA\",AB74),IF($Q$2>$AD74,\"NA\",AB74))","v":"NA"},"NA","NA","NA","NA",12,null,20010.01455,20,null,10,"K",1,"10K 1",199,298.5,97,{"$f":"MIN(AP105,360/'Roof Bay Analysis'!$I$51*AR105)","v":145.5},5,null,"32LH 9",64,157,1084.6856657102956,null,0.97521293457070013,null,"32LH09",1112.2552083333335]
[20012.024099999999,20012.03615,20,null,12,"K",1,"12K 1",241,361.5,142,{"$f":"MIN(I106,360/'Roof Bay Analysis'!$I$51*K106)","v":213},5,null,"NA","NA","NA","NA","NA","NA","NA","NA",14,null,"NA","NA","NA","NA","NA","NA","NA","NA",14,null,20012.0213,20,null,12,"K",1,"12K 1",241,361.5,142,{"$f":"MIN(AP106,360/'Roof Bay Analysis'!$I$51*AR106)","v":213},5,null,"32LH10",64,169,1167.5915764652225,null,0.96570364830155486,null,"32LH10",1209.0578497023812]
[20012.030200000001,20012.045300000002,20,null,12,"K",3,"12K 3",302,453,177,{"$f":"MIN(I107,360/'Roof Bay Analysis'!$I$51*K107)","v":265.5},5.7,null,30016.018738750001,30016.0216,16,"16K 4",216,324,168,7,16,null,30016.012500000001,30016.016800000001,16,"16K 4",216,324,168,7,16,null,20012.026549999999,20,null,12,"K",3,"12K 3",302,453,177,{"$f":"MIN(AP107,360/'Roof Bay Analysis'!$I$51*AR107)","v":265.5},5.7,null,"32LH11",64,187,1291.9504425976133,null,0.97026027362693501,null,"32LH11",1331.5503867515533]
[20012.0409,20012.06135,20,null,12,"K",5,"12K 5",409,613.5,230,{"$f":"MIN(I108,360/'Roof Bay Analysis'!$I$51*K108)","v":345},7.1,null,30018.018738750001,30018.0203,18,"18K 3",203,304.5,184.5,6.4,18,null,30018.012500000001,30018.01845,18,"18K 3",203,304.5,184.5,6.4,18,null,20012.034500000002,20,null,12,"K",5,"12K 5",409,613.5,230,{"$f":"MIN(AP108,360/'Roof Bay Analysis'!$I$51*AR108)","v":345},7.1,null,"32LH12",64,221,1526.8505230699063,null,0.98214340936757272,null,"32LH12",1554.6105675678102]
[20014.028399999999,20014.042600000001,20,null,14,"K",1,"14K 1",284,426,197,{"$f":"MIN(I109,360/'Roof Bay Analysis'!$I$51*K109)","v":284},5.2,null,30020.018738750001,30020.022700000001,20,"20K 3",227,340.5,227,6.5,20,null,30020.012500000001,30020.022700000001,20,"20K 3",227,340.5,227,6.5,20,null,20014.028399999999,20,null,14,"K",1,"14K 1",284,426,197,{"$f":"MIN(AP109,360/'Roof Bay Analysis'!$I$51*AR109)","v":284},5.2,null,"32LH13",64,249,1720.2976481647365,null,0.97960536224568917,null,"32LH13",1756.1129353365857]
[20014.035599999999,20014.053400000001,20,null,14,"K",3,"14K 3",356,534,246,{"$f":"MIN(I110,360/'Roof Bay Analysis'!$I$51*K110)","v":356},6,null,30022.018738750001,30022.030200000001,22,"22K 4",302,453,302,7.3,22,null,30022.012500000001,30022.030200000001,22,"22K 4",302,453,302,7.3,22,null,20014.035599999999,20,null,14,"K",3,"14K 3",356,534,246,{"$f":"MIN(AP110,360/'Roof Bay Analysis'!$I$51*AR110)","v":356},6,null,"32LH14",64,264,1823.9300366083953,null,0.96203272601634982,null,"32LH14",1895.9126724940513]
[20014.042799999999,20014.064200000001,20,null,14,"K",4,"14K 4",428,642,287,{"$f":"MIN(I111,360/'Roof Bay Analysis'!$I$51*K111)","v":428},6.7,null,30024.018738750001,30024.033100000001,24,"24K 4",331,496.5,331,7.8,24,null,30024.012500000001,30024.033100000001,24,"24K 4",331,496.5,331,7.8,24,null,20014.042799999999,20,null,14,"K",4,"14K 4",428,642,287,{"$f":"MIN(AP111,360/'Roof Bay Analysis'!$I$51*AR111)","v":428},6.7,null,"32LH15",64,292,2017.3771617032251,null,0.97417615566843163,null,"32LH15",2070.854588222805]
[20014.052500000002,20014.078750000001,20,null,14,"K",6,"14K 6",525,787.5,347,{"$f":"MIN(I112,360/'Roof Bay Analysis'!$I$51*K112)","v":520.5},7.7,null,30026.018738750001,30026.040499999999,26,"26K 5",405,607.5,405,8.1,26,null,30026.012500000001,30026.040499999999,26,"26K 5",405,607.5,405,8.1,26,null,20014.052049999998,20,null,14,"K",6,"14K 6",525,787.5,347,{"$f":"MIN(AP112,360/'Roof Bay Analysis'!$I$51*AR112)","v":520.5},7.7,null,"36LH 7",72,95,936.1286083863364,null,0.97765106341174912,null,"36LH07",957.52834873363702]
[20016.036800000002,20016.055199999999,20,null,16,"K",2,"16K 2",368,552,297,{"$f":"MIN(I113,360/'Roof Bay Analysis'!$I$51*K113)","v":368},5.5,null,30028.018738750001,30028.047699999999,28,"28K 6",477,715.5,477,8.9,28,null,30028.012500000001,{"$f":"IF($O$1=\"ASD\",IF($Q$2>$AC82,\"NA\",Z82),IF($Q$2>$AD82,\"NA\",Z82))","v":30028.047699999999},28,"28K 6",477,715.5,477,8.9,28,null,20016.036800000002,20,null,16,"K",2,"16K 2",368,552,297,{"$f":"MIN(AP113,360/'Roof Bay Analysis'!$I$51*AR113)","v":368},5.5,null,"36LH 8",72,104,1024.8144765492527,null,0.93294671468278112,null,"36LH08",1098.4705347268502]
[20016.041000000001,20016.0615,20,null,16,"K",3,"16K 3",410,615,330,{"$f":"MIN(I114,360/'Roof Bay Analysis'!$I$51*K114)","v":410},6.3,null,30030.018738750001,30030.055,30,"30K 7",550,825,550,9.6,30,null,30030.012500000001,30030.055,30,"30K 7",550,825,550,9.6,30,null,20016.041000000001,20,null,16,"K",3,"16K 3",410,615,330,{"$f":"MIN(AP114,360/'Roof Bay Analysis'!$I$51*AR114)","v":410},6.3,null,"36LH 9",72,133,1310.5800517408711,null,0.9993729877151003,null,"36LH09",1311.4023171041413]
[20016.049299999999,20016.073950000002,20,null,16,"K",4,"16K 4",493,739.5,386,{"$f":"MIN(I115,360/'Roof Bay Analysis'!$I$51*K115)","v":493},7,null,"NA","NA","NA","NA","NA","NA","NA","NA",32,null,"NA","NA","NA","NA","NA","NA","NA","NA",32,null,20016.049299999999,20,null,16,"K",4,"16K 4",493,739.5,386,{"$f":"MIN(AP115,360/'Roof Bay Analysis'!$I$51*AR115)","v":493},7,null,"36LH10",72,146,1438.6818613095279,null,0.93022620474360274,null,"36LH10",1546.593563988095]
[20016.055,20016.0825,20,null,16,"K",5,"16K 5",550,825,426,{"$f":"MIN(I116,360/'Roof Bay Analysis'!$I$51*K116)","v":550},7.5,null,"NA","NA","NA","NA","NA","NA","NA","NA",36,null,"NA","NA","NA","NA","NA","NA","NA","NA",36,null,20016.055,20,null,16,"K",5,"16K 5",550,825,426,{"$f":"MIN(AP116,360/'Roof Bay Analysis'!$I$51*AR116)","v":550},7.5,null,"36LH11",72,159,1566.7836708781842,null,0.96713883170216708,null,"36LH11",1620.0194010622452]
[20016.055,20016.0825,20,null,16,"K",6,"16K 6",550,825,426,{"$f":"MIN(I117,360/'Roof Bay Analysis'!$I$51*K117)","v":550},8.1,null,"NA","NA","NA","NA","NA","NA","NA","NA",40,null,"NA","NA","NA","NA","NA","NA","NA","NA",40,null,20016.055,20,null,16,"K",6,"16K 6",550,825,426,{"$f":"MIN(AP117,360/'Roof Bay Analysis'!$I$51*AR117)","v":550},8.1,null,"36LH12",72,187,1842.6952607183678,null,0.97220721895944751,null,"36LH12",1895.3729459966394]
[20016.055,20016.0825,20,null,16,"K",7,"16K 7",550,825,426,{"$f":"MIN(I118,360/'Roof Bay Analysis'!$I$51*K118)","v":550},8.6,null,"NA","NA","NA","NA","NA","NA","NA","NA",44,null,"NA","NA","NA","NA","NA","NA","NA","NA",44,null,20016.055,20,null,16,"K",7,"16K 7",550,825,426,{"$f":"MIN(AP118,360/'Roof Bay Analysis'!$I$51*AR118)","v":550},8.6,null,"36LH13",72,222,2187.5847480185967,null,0.97189400635175993,null,"36LH13",2250.8470406461574]
[20016.055,20016.0825,20,null,16,"K",9,"16K 9",550,825,426,{"$f":"MIN(I119,360/'Roof Bay Analysis'!$I$51*K119)","v":550},10,null,"NA","NA","NA","NA","NA","NA","NA","NA",48,null,"NA","NA","NA","NA","NA","NA","NA","NA",48,null,20016.055,20,null,16,"K",9,"16K 9",550,825,426,{"$f":"MIN(AP119,360/'Roof Bay Analysis'!$I$51*AR119)","v":550},10,null,"36LH14",72,237,2335.3945282901236,null,1.0011532484544319,null,"36LH14",2332.7043406146631]
[20018.046300000002,20018.069449999999,20,null,18,"K",3,"18K 3",463,694.5,423,{"$f":"MIN(I120,360/'Roof Bay Analysis'!$I$51*K120)","v":463},6.4,null,"NA","NA","NA",{"$f":"IF($Q$3>$U89,\"NA\",R89)","v":"NA"},"NA","NA","NA",{"$f":"IF($Q$3>$U89,\"NA\",V89)","v":"NA"},52,null,"NA",{"$f":"IF($O$1=\"ASD\",IF($Q$2>$AC89,\"NA\",Z89),IF($Q$2>$AD89,\"NA\",Z89))","v":"NA"},"NA",{"$f":"IF($O$1=\"ASD\",IF($Q$2>$AC89,\"NA\",AB89),IF($Q$2>$AD89,\"NA\",AB89))","v":"NA"},"NA","NA","NA","NA",52,null,20018.046300000002,20,null,18,"K",3,"18K 3",463,694.5,423,{"$f":"MIN(AP120,360/'Roof Bay Analysis'!$I$51*AR120)","v":463},6.4,null,"36LH15",72,263,2591.5981474274367,null,0.97540583654704827,null,"36LH15",2656.943448894805]
[20018.055,20018.0825,20,null,18,"K",4,"18K 4",550,825,490,{"$f":"MIN(I121,360/'Roof Bay Analysis'!$I$51*K121)","v":550},7.2,null,"NA","NA","NA",{"$f":"IF($Q$3>$U90,\"NA\",R90)","v":"NA"},"NA","NA","NA","NA",56,null,"NA","NA","NA",{"$f":"IF($O$1=\"ASD\",IF($Q$2>$AC90,\"NA\",AB90),IF($Q$2>$AD90,\"NA\",AB90))","v":"NA"},"NA","NA","NA","NA",56,null,20018.055,20,null,18,"K",4,"18K 4",550,825,490,{"$f":"MIN(AP121,360/'Roof Bay Analysis'!$I$51*AR121)","v":550},7.2,null,"40LH 8",80,86,1164.0793941212237,null,0.97847348960411495,null,"40LH08",1189.6892521760644]
[20018.055,20018.0825,20,null,18,"K",5,"18K 5",550,825,490,{"$f":"MIN(I122,360/'Roof Bay Analysis'!$I$51*K122)","v":550},7.7,null,"NA","NA","NA","NA","NA","NA","NA","NA",60,null,"NA","NA","NA","NA","NA","NA","NA","NA",60,null,20018.055,20,null,18,"K",5,"18K 5",550,825,490,{"$f":"MIN(AP122,360/'Roof Bay Analysis'!$I$51*AR122)","v":550},7.7,null,"40LH 9",80,113,1529.546180647654,null,1.0088630209670204,null,"40LH09",1516.1088758923345]
[20018.055,20018.0825,20,null,18,"K",6,"18K 6",550,825,490,{"$f":"MIN(I123,360/'Roof Bay Analysis'!$I$51*K123)","v":550},8.4,null,"NA","NA","NA","NA","NA","NA","NA","NA",64,null,"NA","NA","NA","NA","NA","NA","NA","NA",64,null,20018.055,20,null,18,"K",6,"18K 6",550,825,490,{"$f":"MIN(AP123,360/'Roof Bay Analysis'!$I$51*AR123)","v":550},8.4,null,"40LH10",80,124,1678.4400566399036,null,0.94834777675791981,null,"40LH10",1769.8571112571406]
[20018.055,20018.0825,20,null,18,"K",7,"18K 7",550,825,490,{"$f":"MIN(I124,360/'Roof Bay Analysis'!$I$51*K124)","v":550},8.9,null,"NA","NA","NA","NA","NA","NA","NA","NA",68,null,"NA","NA","NA","NA","NA","NA","NA","NA",68,null,20018.055,20,null,18,"K",7,"18K 7",550,825,490,{"$f":"MIN(AP124,360/'Roof Bay Analysis'!$I$51*AR124)","v":550},8.9,null,"40LH11",80,135,1827.3339326321532,null,0.94889550626244246,null,"40LH11",1925.7483258928567]
[20018.055,20018.0825,20,null,18,"K",9,"18K 9",550,825,490,{"$f":"MIN(I125,360/'Roof Bay Analysis'!$I$51*K125)","v":550},10.1,null,"NA","NA","NA","NA","NA","NA","NA","NA",72,null,"NA","NA","NA","NA","NA","NA","NA","NA",72,null,20018.055,20,null,18,"K",9,"18K 9",550,825,490,{"$f":"MIN(AP125,360/'Roof Bay Analysis'!$I$51*AR125)","v":550},10.1,null,"40LH12",80,163,2206.3365260669702,null,0.98859845092330878,null,"40LH12",2231.7823015060826]
[20018.055,20018.0825,20,null,18,"K",10,"18K10",550,825,490,{"$f":"MIN(I126,360/'Roof Bay Analysis'!$I$51*K126)","v":550},11.6,null,"NA","NA","NA","NA","NA","NA","NA","NA",80,null,"NA","NA","NA","NA","NA","NA","NA","NA",80,null,20018.055,20,null,18,"K",10,"18K10",550,825,490,{"$f":"MIN(AP126,360/'Roof Bay Analysis'!$I$51*AR126)","v":550},11.6,null,"40LH13",80,192,2598.8749264101734,null,0.96210089653194553,null,"40LH13",2701.2498749125534]
[20020.0517,20020.077550000002,20,null,20,"K",3,"20K 3",517,775.5,517,{"$f":"MIN(I127,360/'Roof Bay Analysis'!$I$51*K127)","v":517},6.5,null,"NA","NA","NA","NA","NA","NA","NA","NA",88,null,"NA","NA","NA","NA","NA","NA","NA","NA",88,null,20020.0517,20,null,20,"K",3,"20K 3",517,775.5,517,{"$f":"MIN(AP127,360/'Roof Bay Analysis'!$I$51*AR127)","v":517},6.5,null,"40LH14",80,216,2923.7342922114449,null,0.96328997861606835,null,"40LH14",3035.1548932460523]
[20020.055,20020.0825,20,null,20,"K",4,"20K 4",550,825,550,{"$f":"MIN(I128,360/'Roof Bay Analysis'!$I$51*K128)","v":550},7.2,null,"NA","NA","NA","NA","NA","NA","NA","NA",96,null,"NA","NA","NA","NA","NA","NA","NA","NA",96,null,20020.055,20,null,20,"K",4,"20K 4",550,825,550,{"$f":"MIN(AP128,360/'Roof Bay Analysis'!$I$51*AR128)","v":550},7.2,null,"40LH15",80,239,3235.0578511043304,null,0.97550171326334889,null,"40LH15",3316.3015575668046]
[20020.055,20020.0825,20,null,20,"K",5,"20K 5",550,825,550,{"$f":"MIN(I129,360/'Roof Bay Analysis'!$I$51*K129)","v":550},7.7,null,"NA","NA","NA","NA","NA","NA","NA","NA",104,null,"NA",{"$f":"IF($O$1=\"ASD\",IF($Q$2>$AC98,\"NA\",Z98),IF($Q$2>$AD98,\"NA\",Z98))","v":"NA"},"NA","NA","NA","NA","NA","NA",104,null,20020.055,20,null,20,"K",5,"20K 5",550,825,550,{"$f":"MIN(AP129,360/'Roof Bay Analysis'!$I$51*AR129)","v":550},7.7,null,"40LH16",80,282,3817.0975481649421,null,0.9984233153844142,null,"40LH16",3823.1254111842113]
[20020.055,20020.0825,20,null,20,"K",6,"20K 6",550,825,550,{"$f":"MIN(I130,360/'Roof Bay Analysis'!$I$51*K130)","v":550},8.4,null,"NA","NA","NA","NA","NA","NA","NA","NA",112,null,"NA","NA","NA","NA","NA","NA","NA","NA",112,null,20020.055,20,null,20,"K",6,"20K 6",550,825,550,{"$f":"MIN(AP130,360/'Roof Bay Analysis'!$I$51*AR130)","v":550},8.4,null,"44LH 9",88,96,1731.5058039453622,null,0.97467664270735854,null,"44LH09",1776.4925597639849]
[20020.055,20020.0825,20,null,20,"K",7,"20K 7",550,825,550,{"$f":"MIN(I131,360/'Roof Bay Analysis'!$I$51*K131)","v":550},8.9,null,"NA","NA","NA","NA","NA","NA","NA","NA",120,null,"NA","NA","NA","NA","NA","NA","NA","NA",120,null,20020.055,20,null,20,"K",7,"20K 7",550,825,550,{"$f":"MIN(AP131,360/'Roof Bay Analysis'!$I$51*AR131)","v":550},8.9,null,"44LH10",88,106,1911.8709918563375]
[{"$f":"C132*1000+E132+I132/10000","v":20020.055},{"$f":"C132*1000+E132+J132/10000","v":20020.0825},20,null,20,"K",9,"20K 9",550,{"$f":"1.5*I132","v":825},550,{"$f":"MIN(I132,360/'Roof Bay Analysis'!$I$51*K132)","v":550},10.1,null,null,null,null,null,null,null,null,null,null,null,null,null,null,null,null,null,null,null,null,null,{"$f":"AJ132*1000+AL132+AS132/10000","v":20020.055},20,null,20,"K",9,"20K 9",550,{"$f":"1.5*AP132","v":825},550,{"$f":"MIN(AP132,360/'Roof Bay Analysis'!$I$51*AR132)","v":550},10.1,null,"44LH11",88,115,{"$f":"26.767*AX132*(AW132-0.33)^3*10^-6","v":2074.199660976215},null,"Average"]
[20020.055,20020.0825,20,null,{"$f":"VALUE(LEFT(H133,2))","v":20},{"$f":"MID(H133,3,LEN(H133)-4)","v":"K"},{"$f":"VALUE(RIGHT(H133,2))","v":10},"20K10",550,825,550,{"$f":"MIN(I133,360/'Roof Bay Analysis'!$I$51*K133)","v":550},11.6,null,"Select lightest joist option for total load (black load).",null,null,null,null,null,null,null,null,null,"Select lightest joist option for deflection (red load).",null,null,null,null,null,null,null,null,null,20020.055,20,null,{"$f":"VALUE(LEFT(AO133,2))","v":20},{"$f":"MID(AO133,3,LEN(AO133)-4)","v":"K"},{"$f":"VALUE(RIGHT(AO133,2))","v":10},"20K10",550,825,550,{"$f":"MIN(AP133,360/'Roof Bay Analysis'!$I$51*AR133)","v":550},11.6,null,"44LH12",88,139,2507.0761119625554,null,{"$f":"AVERAGE(BA4:BA130)","v":0.96479916903558238}]
[21012.021799999999,21012.0327,21,null,12,"K",1,"12K 1",218,327,123,{"$f":"MIN(I134,360/'Roof Bay Analysis'!$I$51*K134)","v":184.5},5,null,null,null,null,null,null,null,null,null,null,null,null,null,null,null,null,null,null,null,null,null,21012.01845,21,null,12,"K",1,"12K 1",218,327,123,{"$f":"MIN(AP134,360/'Roof Bay Analysis'!$I$51*AR134)","v":184.5},5,null,"44LH13",88,167,3012.0986381132861]
[21012.027300000002,21012.040949999999,21,null,12,"K",3,"12K 3",273,409.5,153,{"$f":"MIN(I135,360/'Roof Bay Analysis'!$I$51*K135)","v":229.5},5.7,null,null,{"$f":"INDEX($P$104:$P$131,MATCH($V$135,$V$104:$V$131,0))","v":30018.0203},{"$f":"INDEX($Q$104:$Q$131,MATCH($V$135,$V$104:$V$131,0))","v":18},{"$f":"INDEX($R$104:$R$131,MATCH($V$135,$V$104:$V$131,0))","v":"18K 3"},{"$f":"INDEX($S$104:$S$131,MATCH($V$135,$V$104:$V$131,0))","v":203},{"$f":"INDEX($T$104:$T$131,MATCH($V$135,$V$104:$V$131,0))","v":304.5},{"$f":"INDEX($U$104:$U$131,MATCH($V$135,$V$104:$V$131,0))","v":184.5},{"$f":"MIN($V$104:$V$131)","v":6.4},null,null,null,{"$f":"INDEX($Z$104:$Z$131,MATCH($AF$135,$AF$104:$AF$131,0))","v":30018.01845},{"$f":"INDEX($AA$104:$AA$131,MATCH($AF$135,$AF$104:$AF$131,0))","v":18},{"$f":"INDEX($AB$104:$AB$131,MATCH($AF$135,$AF$104:$AF$131,0))","v":"18K 3"},{"$f":"INDEX($AC$104:$AC$131,MATCH($AF$135,$AF$104:$AF$131,0))","v":203},{"$f":"INDEX($AD$104:$AD$131,MATCH($AF$135,$AF$104:$AF$131,0))","v":304.5},{"$f":"INDEX($AE$104:$AE$131,MATCH($AF$135,$AF$104:$AF$131,0))","v":184.5},{"$f":"MIN($AF$104:$AF$131)","v":6.4},null,null,21012.022949999999,21,null,12,"K",3,"12K 3",273,409.5,153,{"$f":"MIN(AP135,360/'Roof Bay Analysis'!$I$51*AR135)","v":229.5},5.7,null,"44LH14",88,187,3372.8290139352366]
[21012.037,21012.055499999999,21,null,12,"K",5,"12K 5",370,555,198,{"$f":"MIN(I136,360/'Roof Bay Analysis'!$I$51*K136)","v":297},7.1,null,null,null,null,null,null,null,null,null,null,null,null,null,null,null,null,null,null,null,null,null,21012.029699999999,21,null,12,"K",5,"12K 5",370,555,198,{"$f":"MIN(AP136,360/'Roof Bay Analysis'!$I$51*AR136)","v":297},7.1,null,"44LH15",88,219,3949.9976152503573]
[21014.025699999998,21014.038550000001,21,null,14,"K",1,"14K 1",257,385.5,170,{"$f":"MIN(I137,360/'Roof Bay Analysis'!$I$51*K137)","v":255},5.2,null,"Copy lightest joist option for deflection (red load) from other tables.",null,null,null,null,null,null,null,null,null,null,null,null,null,null,null,null,null,null,null,21014.0255,21,null,14,"K",1,"14K 1",257,385.5,170,{"$f":"MIN(AP137,360/'Roof Bay Analysis'!$I$51*AR137)","v":255},5.2,null,"44LH16",88,255,4599.3122917298688]
[21014.032200000001,21014.048299999999,21,null,14,"K",3,"14K 3",322,483,212,{"$f":"MIN(I138,360/'Roof Bay Analysis'!$I$51*K138)","v":318},6,null,null,null,null,null,null,null,null,null,null,null,null,null,null,null,null,null,null,null,null,null,21014.031800000001,21,null,14,"K",3,"14K 3",322,483,212,{"$f":"MIN(AP138,360/'Roof Bay Analysis'!$I$51*AR138)","v":318},6,null,"44LH17",88,285,5140.407855462794]
[21014.038799999998,21014.058199999999,21,null,14,"K",4,"14K 4",388,582,248,{"$f":"MIN(I139,360/'Roof Bay Analysis'!$I$51*K139)","v":372},6.7,null,null,{"$f":"Z135","v":30018.01845},18,"18K 3",203,304.5,184.5,6.4,null,null,null,null,null,null,null,null,null,null,null,null,21014.037199999999,21,null,14,"K",4,"14K 4",388,582,248,{"$f":"MIN(AP139,360/'Roof Bay Analysis'!$I$51*AR139)","v":372},6.7,null,"48LH10",96,90,2109.4514301211848]
[21014.047500000001,21014.071250000001,21,null,14,"K",6,"14K 6",475,712.5,299,{"$f":"MIN(I140,360/'Roof Bay Analysis'!$I$51*K140)","v":448.5},7.7,null,null,null,null,null,null,null,null,null,null,null,null,null,null,null,null,null,null,null,null,null,21014.044849999998,21,null,14,"K",6,"14K 6",475,712.5,299,{"$f":"MIN(AP140,360/'Roof Bay Analysis'!$I$51*AR140)","v":448.5},7.7,null,"48LH11",96,97,2273.5198746861661]
[21016.033299999999,21016.049950000001,21,null,16,"K",2,"16K 2",333,499.5,255,{"$f":"MIN(I141,360/'Roof Bay Analysis'!$I$51*K141)","v":333},5.5,null,"Select lighter joist option which meets total load and deflection requirements.",null,null,null,null,null,null,null,null,null,null,null,null,null,null,null,null,null,null,null,21016.033299999999,21,null,16,"K",2,"16K 2",333,499.5,255,{"$f":"MIN(AP141,360/'Roof Bay Analysis'!$I$51*AR141)","v":333},5.5,null,"48LH12",96,122,2859.4786052753843]
[21016.037100000001,21016.055649999998,21,null,16,"K",3,"16K 3",371,556.5,285,{"$f":"MIN(I142,360/'Roof Bay Analysis'!$I$51*K142)","v":371},6.3,null,null,null,null,null,null,null,null,null,null,null,null,null,null,null,null,null,null,null,null,null,21016.037100000001,21,null,16,"K",3,"16K 3",371,556.5,285,{"$f":"MIN(AP142,360/'Roof Bay Analysis'!$I$51*AR142)","v":371},6.3,null,"48LH13",96,145,3398.5606374174649]
[21016.044699999999,21016.067050000001,21,null,16,"K",4,"16K 4",447,670.5,333,{"$f":"MIN(I143,360/'Roof Bay Analysis'!$I$51*K143)","v":447},7,null,null,"ID","Depth","Type","ASD Load","LRFD Load",{"$f":"\"L/\"&'Roof Bay Analysis'!$I$51&\" Load\"","v":"L/240 Load"},"Weight",null,null,null,null,null,null,null,null,null,null,null,null,21016.044699999999,21,null,16,"K",4,"16K 4",447,670.5,333,{"$f":"MIN(AP143,360/'Roof Bay Analysis'!$I$51*AR143)","v":447},7,null,"48LH14",96,171,4007.9577172302515]
[21016.050299999999,21016.07545,21,null,16,"K",5,"16K 5",503,754.5,373,{"$f":"MIN(I144,360/'Roof Bay Analysis'!$I$51*K144)","v":503},7.5,null,null,{"$f":"INDEX(P135:P139,MATCH($V144,$V135:$V139,0))","v":30018.0203},18,"18K 3",203,304.5,{"$f":"INDEX(U135:U139,MATCH($V144,$V135:$V139,0))","v":184.5},{"$f":"IF(AND(V135>0,V139>0),MIN(V135,V139),MAX(V135,V139))","v":6.4},null,null,null,null,null,null,null,null,null,null,null,null,21016.050299999999,21,null,16,"K",5,"16K 5",503,754.5,373,{"$f":"MIN(AP144,360/'Roof Bay Analysis'!$I$51*AR144)","v":503},7.5,null,"48LH15",96,195,4570.4780985959005]
[21016.054800000002,21016.082200000001,21,null,16,"K",6,"16K 6",548,822,405,{"$f":"MIN(I145,360/'Roof Bay Analysis'!$I$51*K145)","v":548},8.1,null,null,null,null,null,null,null,null,null,null,null,null,null,null,null,null,null,null,null,null,null,21016.054800000002,21,null,16,"K",6,"16K 6",548,822,405,{"$f":"MIN(AP145,360/'Roof Bay Analysis'!$I$51*AR145)","v":548},8.1,null,"48LH16",96,225,5273.6285753029624]
[21016.055,21016.0825,21,null,16,"K",7,"16K 7",550,825,406,{"$f":"MIN(I146,360/'Roof Bay Analysis'!$I$51*K146)","v":550},8.6,null,null,null,null,null,null,null,"L/360 Load",null,null,null,null,null,null,null,null,null,null,null,null,null,21016.055,21,null,16,"K",7,"16K 7",550,825,406,{"$f":"MIN(AP146,360/'Roof Bay Analysis'!$I$51*AR146)","v":550},8.6,null,"48LH17",96,252,5906.4640043393183]
[21016.055,21016.0825,21,null,16,"K",9,"16K 9",550,825,406,{"$f":"MIN(I147,360/'Roof Bay Analysis'!$I$51*K147)","v":550},10,null,null,null,null,null,null,null,{"$f":"INDEX($K$4:$K$1424,MATCH($P$144,IF($O$1=\"ASD\",$A$4:$A$1424,$B$4:$B$1424)))","v":123},null,null,null,null,null,null,null,null,null,null,null,null,null,21016.055,21,null,16,"K",9,"16K 9",550,825,406,{"$f":"MIN(AP147,360/'Roof Bay Analysis'!$I$51*AR147)","v":550},10,null,"52DLH10",104,110,3280.5879072779908]
[21018.042000000001,21018.062999999998,21,null,18,"K",3,"18K 3",420,630,364,{"$f":"MIN(I148,360/'Roof Bay Analysis'!$I$51*K148)","v":420},6.4,null,null,null,null,null,null,null,null,null,null,null,null,null,null,null,null,null,null,null,null,null,21018.042000000001,21,null,18,"K",3,"18K 3",420,630,364,{"$f":"MIN(AP148,360/'Roof Bay Analysis'!$I$51*AR148)","v":420},6.4,null,"52DLH11",104,120,3578.8231715759898]
[21018.050599999999,21018.0759,21,null,18,"K",4,"18K 4",506,759,426,{"$f":"MIN(I149,360/'Roof Bay Analysis'!$I$51*K149)","v":506},7.2,null,null,null,null,null,null,null,null,null,null,null,null,null,null,null,null,null,null,null,null,null,21018.050599999999,21,null,18,"K",4,"18K 4",506,759,426,{"$f":"MIN(AP149,360/'Roof Bay Analysis'!$I$51*AR149)","v":506},7.2,null,"52DLH12",104,132,3936.7054887335894]
[21018.055,21018.0825,21,null,18,"K",5,"18K 5",550,825,460,{"$f":"MIN(I150,360/'Roof Bay Analysis'!$I$51*K150)","v":550},7.7,null,null,null,null,null,null,null,null,null,null,null,null,null,null,null,null,null,null,null,null,null,21018.055,21,null,18,"K",5,"18K 5",550,825,460,{"$f":"MIN(AP150,360/'Roof Bay Analysis'!$I$51*AR150)","v":550},7.7,null,"52DLH13",104,159,4741.9407023381864]
[21018.055,21018.0825,21,null,18,"K",6,"18K 6",550,825,460,{"$f":"MIN(I151,360/'Roof Bay Analysis'!$I$51*K151)","v":550},8.4,null,null,null,null,null,null,null,null,null,null,null,null,null,null,null,null,null,null,null,null,null,21018.055,21,null,18,"K",6,"18K 6",550,825,460,{"$f":"MIN(AP151,360/'Roof Bay Analysis'!$I$51*AR151)","v":550},8.4,null,"52DLH14",104,178,5308.5877045043844]
[21018.055,21018.0825,21,null,18,"K",7,"18K 7",550,825,460,{"$f":"MIN(I152,360/'Roof Bay Analysis'!$I$51*K152)","v":550},8.9,null,null,null,null,null,null,null,null,null,null,null,null,null,null,null,null,null,null,null,null,null,21018.055,21,null,18,"K",7,"18K 7",550,825,460,{"$f":"MIN(AP152,360/'Roof Bay Analysis'!$I$51*AR152)","v":550},8.9,null,"52DLH15",104,201,5994.5288123897826]
[21018.055,21018.0825,21,null,18,"K",9,"18K 9",550,825,460,{"$f":"MIN(I153,360/'Roof Bay Analysis'!$I$51*K153)","v":550},10.1,null,null,null,null,null,null,null,null,null,null,null,null,null,null,null,null,null,null,null,null,null,21018.055,21,null,18,"K",9,"18K 9",550,825,460,{"$f":"MIN(AP153,360/'Roof Bay Analysis'!$I$51*AR153)","v":550},10.1,null,"52DLH16",104,224,6680.4699202751817]
[21018.055,21018.0825,21,null,18,"K",10,"18K10",550,825,460,{"$f":"MIN(I154,360/'Roof Bay Analysis'!$I$51*K154)","v":550},11.6,null,null,null,null,null,null,null,null,null,null,null,null,null,null,null,null,null,null,null,null,null,21018.055,21,null,18,"K",10,"18K10",550,825,460,{"$f":"MIN(AP154,360/'Roof Bay Analysis'!$I$51*AR154)","v":550},11.6,null,"52DLH17",104,255,7604.9992395989784]
[21020.0468,21020.070199999998,21,null,20,"K",3,"20K 3",468,702,453,{"$f":"MIN(I155,360/'Roof Bay Analysis'!$I$51*K155)","v":468},6.5,null,null,null,null,null,null,null,null,null,null,null,null,null,null,null,null,null,null,null,null,null,21020.0468,21,null,20,"K",3,"20K 3",468,702,453,{"$f":"MIN(AP155,360/'Roof Bay Analysis'!$I$51*AR155)","v":468},6.5,null,"56DLH11",112,113,4211.9934856183972]
[21020.055,21020.0825,21,null,20,"K",4,"20K 4",550,825,520,{"$f":"MIN(I156,360/'Roof Bay Analysis'!$I$51*K156)","v":550},7.2,null,null,null,null,null,null,null,null,null,null,null,null,null,null,null,null,null,null,null,null,null,21020.055,21,null,20,"K",4,"20K 4",550,825,520,{"$f":"MIN(AP156,360/'Roof Bay Analysis'!$I$51*AR156)","v":550},7.2,null,"56DLH12",112,123,4584.736271956308]
[21020.055,21020.0825,21,null,20,"K",5,"20K 5",550,825,520,{"$f":"MIN(I157,360/'Roof Bay Analysis'!$I$51*K157)","v":550},7.7,null,null,null,null,null,null,null,null,null,null,null,null,null,null,null,null,null,null,null,null,null,21020.055,21,null,20,"K",5,"20K 5",550,825,520,{"$f":"MIN(AP157,360/'Roof Bay Analysis'!$I$51*AR157)","v":550},7.7,null,"56DLH13",112,149,5553.867516434877]
[21020.055,21020.0825,21,null,20,"K",6,"20K 6",550,825,520,{"$f":"MIN(I158,360/'Roof Bay Analysis'!$I$51*K158)","v":550},8.4,null,null,null,null,null,null,null,null,null,null,null,null,null,null,null,null,null,null,null,null,null,21020.055,21,null,20,"K",6,"20K 6",550,825,520,{"$f":"MIN(AP158,360/'Roof Bay Analysis'!$I$51*AR158)","v":550},8.4,null,"56DLH14",112,167,6224.8045318431177]
[21020.055,21020.0825,21,null,20,"K",7,"20K 7",550,825,520,{"$f":"MIN(I159,360/'Roof Bay Analysis'!$I$51*K159)","v":550},8.9,null,null,null,null,null,null,null,null,null,null,null,null,null,null,null,null,null,null,null,null,null,21020.055,21,null,20,"K",7,"20K 7",550,825,520,{"$f":"MIN(AP159,360/'Roof Bay Analysis'!$I$51*AR159)","v":550},8.9,null,"56DLH15",112,188,7007.5643831527314]
[21020.055,21020.0825,21,null,20,"K",9,"20K 9",550,825,520,{"$f":"MIN(I160,360/'Roof Bay Analysis'!$I$51*K160)","v":550},10.1,null,null,null,null,null,null,null,null,null,null,null,null,null,null,null,null,null,null,null,null,null,21020.055,21,null,20,"K",9,"20K 9",550,825,520,{"$f":"MIN(AP160,360/'Roof Bay Analysis'!$I$51*AR160)","v":550},10.1,null,"56DLH16",112,209,7790.324234462345]
[21020.055,21020.0825,21,null,20,"K",10,"20K10",550,825,520,{"$f":"MIN(I161,360/'Roof Bay Analysis'!$I$51*K161)","v":550},11.6,null,null,null,null,null,null,null,null,null,null,null,null,null,null,null,null,null,null,null,null,null,21020.055,21,null,20,"K",10,"20K10",550,825,520,{"$f":"MIN(AP161,360/'Roof Bay Analysis'!$I$51*AR161)","v":550},11.6,null,"56DLH17",112,238,8871.2783148422877]
[22012.019899999999,22012.029849999999,22,null,12,"K",1,"12K 1",199,298.5,106,{"$f":"MIN(I162,360/'Roof Bay Analysis'!$I$51*K162)","v":159},5,null,null,null,null,null,null,null,null,null,null,null,null,null,null,null,null,null,null,null,null,null,22012.015899999999,22,null,12,"K",1,"12K 1",199,298.5,106,{"$f":"MIN(AP162,360/'Roof Bay Analysis'!$I$51*AR162)","v":159},5,null,"60DLH12",120,115,5275.3759168473671]
[22012.0249,22012.037349999999,22,null,12,"K",3,"12K 3",249,373.5,132,{"$f":"MIN(I163,360/'Roof Bay Analysis'!$I$51*K163)","v":198},5.7,null,null,null,null,null,null,null,null,null,null,null,null,null,null,null,null,null,null,null,null,null,22012.019799999998,22,null,12,"K",3,"12K 3",249,373.5,132,{"$f":"MIN(AP163,360/'Roof Bay Analysis'!$I$51*AR163)","v":198},5.7,null,"60DLH13",120,139,6376.3239342763818]
[22012.0337,22012.05055,22,null,12,"K",5,"12K 5",337,505.5,172,{"$f":"MIN(I164,360/'Roof Bay Analysis'!$I$51*K164)","v":258},7.1,null,null,null,null,null,null,null,null,null,null,null,null,null,null,null,null,null,null,null,null,null,22012.025799999999,22,null,12,"K",5,"12K 5",337,505.5,172,{"$f":"MIN(AP164,360/'Roof Bay Analysis'!$I$51*AR164)","v":258},7.1,null,"60DLH14",120,149,6835.0522748718058]
[22014.023399999998,22014.035100000001,22,null,14,"K",1,"14K 1",234,351,147,{"$f":"MIN(I165,360/'Roof Bay Analysis'!$I$51*K165)","v":220.5},5.2,null,null,null,null,null,null,null,null,null,null,null,null,null,null,null,null,null,null,null,null,null,22014.02205,22,null,14,"K",1,"14K 1",234,351,147,{"$f":"MIN(AP165,360/'Roof Bay Analysis'!$I$51*AR165)","v":220.5},5.2,null,"60DLH15",120,175,8027.7459604199057]
[22014.029299999998,22014.043949999999,22,null,14,"K",3,"14K 3",293,439.5,184,{"$f":"MIN(I166,360/'Roof Bay Analysis'!$I$51*K166)","v":276},6,null,null,null,null,null,null,null,null,null,null,null,null,null,null,null,null,null,null,null,null,null,22014.027600000001,22,null,14,"K",3,"14K 3",293,439.5,184,{"$f":"MIN(AP166,360/'Roof Bay Analysis'!$I$51*AR166)","v":276},6,null,"60DLH16",120,196,8991.0754756702954]
[22014.0353,22014.052950000001,22,null,14,"K",4,"14K 4",353,529.5,215,{"$f":"MIN(I167,360/'Roof Bay Analysis'!$I$51*K167)","v":322.5},6.7,null,null,null,null,null,null,null,null,null,null,null,null,null,null,null,null,null,null,null,null,null,22014.03225,22,null,14,"K",4,"14K 4",353,529.5,215,{"$f":"MIN(AP167,360/'Roof Bay Analysis'!$I$51*AR167)","v":322.5},6.7,null,"60DLH17",120,223,10229.641995277938]
[22014.0432,22014.0648,22,null,14,"K",6,"14K 6",432,648,259,{"$f":"MIN(I168,360/'Roof Bay Analysis'!$I$51*K168)","v":388.5},7.7,null,null,null,null,null,null,null,null,null,null,null,null,null,null,null,null,null,null,null,null,null,22014.038850000001,22,null,14,"K",6,"14K 6",432,648,259,{"$f":"MIN(AP168,360/'Roof Bay Analysis'!$I$51*AR168)","v":388.5},7.7,null,"60DLH18",120,252,11559.954183004666]
[22016.030299999999,22016.045450000001,22,null,16,"K",2,"16K 2",303,454.5,222,{"$f":"MIN(I169,360/'Roof Bay Analysis'!$I$51*K169)","v":303},5.5,null,null,null,null,null,null,null,null,null,null,null,null,null,null,null,null,null,null,null,null,null,22016.030299999999,22,null,16,"K",2,"16K 2",303,454.5,222,{"$f":"MIN(AP169,360/'Roof Bay Analysis'!$I$51*AR169)","v":303},5.5,null,"64DLH12",128,109,6071.4548814848331]
[22016.0337,22016.05055,22,null,16,"K",3,"16K 3",337,505.5,247,{"$f":"MIN(I170,360/'Roof Bay Analysis'!$I$51*K170)","v":337},6.3,null,null,null,null,null,null,null,null,null,null,null,null,null,null,null,null,null,null,null,null,null,22016.0337,22,null,16,"K",3,"16K 3",337,505.5,247,{"$f":"MIN(AP170,360/'Roof Bay Analysis'!$I$51*AR170)","v":337},6.3,null,"64DLH13",128,131,7296.8861419680106]
[22016.0406,22016.0609,22,null,16,"K",4,"16K 4",406,609,289,{"$f":"MIN(I171,360/'Roof Bay Analysis'!$I$51*K171)","v":406},7,null,null,null,null,null,null,null,null,null,null,null,null,null,null,null,null,null,null,null,null,null,22016.0406,22,null,16,"K",4,"16K 4",406,609,289,{"$f":"MIN(AP171,360/'Roof Bay Analysis'!$I$51*AR171)","v":406},7,null,"64DLH14",128,140,7798.1989303474929]
[22016.0458,22016.0687,22,null,16,"K",5,"16K 5",458,687,323,{"$f":"MIN(I172,360/'Roof Bay Analysis'!$I$51*K172)","v":458},7.5,null,null,null,null,null,null,null,null,null,null,null,null,null,null,null,null,null,null,null,null,null,22016.0458,22,null,16,"K",5,"16K 5",458,687,323,{"$f":"MIN(AP172,360/'Roof Bay Analysis'!$I$51*AR172)","v":458},7.5,null,"64DLH15",128,165,9190.7344536238306]
[22016.049800000001,22016.074700000001,22,null,16,"K",6,"16K 6",498,747,351,{"$f":"MIN(I173,360/'Roof Bay Analysis'!$I$51*K173)","v":498},8.1,null,null,null,null,null,null,null,null,null,null,null,null,null,null,null,null,null,null,null,null,null,22016.049800000001,22,null,16,"K",6,"16K 6",498,747,351,{"$f":"MIN(AP173,360/'Roof Bay Analysis'!$I$51*AR173)","v":498},8.1,null,"64DLH16",128,184,10249.061451313846]
[22016.055,22016.0825,22,null,16,"K",7,"16K 7",550,825,385,{"$f":"MIN(I174,360/'Roof Bay Analysis'!$I$51*K174)","v":550},8.6,null,null,null,null,null,null,null,null,null,null,null,null,null,null,null,null,null,null,null,null,null,22016.055,22,null,16,"K",7,"16K 7",550,825,385,{"$f":"MIN(AP174,360/'Roof Bay Analysis'!$I$51*AR174)","v":550},8.6,null,"64DLH17",128,210,11697.298395521238]
[22016.055,22016.0825,22,null,16,"K",9,"16K 9",550,825,385,{"$f":"MIN(I175,360/'Roof Bay Analysis'!$I$51*K175)","v":550},10,null,null,null,null,null,null,null,null,null,null,null,null,null,null,null,null,null,null,null,null,null,22016.055,22,null,16,"K",9,"16K 9",550,825,385,{"$f":"MIN(AP175,360/'Roof Bay Analysis'!$I$51*AR175)","v":550},10,null,"64DLH18",128,237,13201.236760659682]
[22018.038199999999,22018.0573,22,null,18,"K",3,"18K 3",382,573,316,{"$f":"MIN(I176,360/'Roof Bay Analysis'!$I$51*K176)","v":382},6.4,null,null,null,null,null,null,null,null,null,null,null,null,null,null,null,null,null,null,null,null,null,22018.038199999999,22,null,18,"K",3,"18K 3",382,573,316,{"$f":"MIN(AP176,360/'Roof Bay Analysis'!$I$51*AR176)","v":382},6.4,null,"68DLH13",136,124,8288.4411665682619]
[22018.045999999998,22018.069,22,null,18,"K",4,"18K 4",460,690,370,{"$f":"MIN(I177,360/'Roof Bay Analysis'!$I$51*K177)","v":460},7.2,null,null,null,null,null,null,null,null,null,null,null,null,null,null,null,null,null,null,null,null,null,22018.045999999998,22,null,18,"K",4,"18K 4",460,690,370,{"$f":"MIN(AP177,360/'Roof Bay Analysis'!$I$51*AR177)","v":460},7.2,null,"68DLH14",136,133,8890.0215738191855]
[22018.051800000001,22018.077700000002,22,null,18,"K",5,"18K 5",518,777,414,{"$f":"MIN(I178,360/'Roof Bay Analysis'!$I$51*K178)","v":518},7.7,null,null,null,null,null,null,null,null,null,null,null,null,null,null,null,null,null,null,null,null,null,22018.051800000001,22,null,18,"K",5,"18K 5",518,777,414,{"$f":"MIN(AP178,360/'Roof Bay Analysis'!$I$51*AR178)","v":518},7.7,null,"68DLH15",136,148,9892.6555859040564]
[22018.055,22018.0825,22,null,18,"K",6,"18K 6",550,825,438,{"$f":"MIN(I179,360/'Roof Bay Analysis'!$I$51*K179)","v":550},8.4,null,null,null,null,null,null,null,null,null,null,null,null,null,null,null,null,null,null,null,null,null,22018.055,22,null,18,"K",6,"18K 6",550,825,438,{"$f":"MIN(AP179,360/'Roof Bay Analysis'!$I$51*AR179)","v":550},8.4,null,"68DLH16",136,174,11630.554540184497]
[22018.055,22018.0825,22,null,18,"K",7,"18K 7",550,825,438,{"$f":"MIN(I180,360/'Roof Bay Analysis'!$I$51*K180)","v":550},8.9,null,null,null,null,null,null,null,null,null,null,null,null,null,null,null,null,null,null,null,null,null,22018.055,22,null,18,"K",7,"18K 7",550,825,438,{"$f":"MIN(AP180,360/'Roof Bay Analysis'!$I$51*AR180)","v":550},8.9,null,"68DLH17",136,198,13234.768959520292]
[22018.055,22018.0825,22,null,18,"K",9,"18K 9",550,825,438,{"$f":"MIN(I181,360/'Roof Bay Analysis'!$I$51*K181)","v":550},10.1,null,null,null,null,null,null,null,null,null,null,null,null,null,null,null,null,null,null,null,null,null,22018.055,22,null,18,"K",9,"18K 9",550,825,438,{"$f":"MIN(AP181,360/'Roof Bay Analysis'!$I$51*AR181)","v":550},10.1,null,"68DLH18",136,225,15039.510181273057]
[22018.055,22018.0825,22,null,18,"K",10,"18K10",550,825,438,{"$f":"MIN(I182,360/'Roof Bay Analysis'!$I$51*K182)","v":550},11.6,null,null,null,null,null,null,null,null,null,null,null,null,null,null,null,null,null,null,null,null,null,22018.055,22,null,18,"K",10,"18K10",550,825,438,{"$f":"MIN(AP182,360/'Roof Bay Analysis'!$I$51*AR182)","v":550},11.6,null,"68DLH19",136,254,16977.935937970477]
[22020.042600000001,22020.063900000001,22,null,20,"K",3,"20K 3",426,639,393,{"$f":"MIN(I183,360/'Roof Bay Analysis'!$I$51*K183)","v":426},6.5,null,null,null,null,null,null,null,null,null,null,null,null,null,null,null,null,null,null,null,null,null,22020.042600000001,22,null,20,"K",3,"20K 3",426,639,393,{"$f":"MIN(AP183,360/'Roof Bay Analysis'!$I$51*AR183)","v":426},6.5,null,"72DLH14",144,125,9922.2002384194857]
[22020.0514,22020.077099999999,22,null,20,"K",4,"20K 4",514,771,461,{"$f":"MIN(I184,360/'Roof Bay Analysis'!$I$51*K184)","v":514},7.2,null,null,null,null,null,null,null,null,null,null,null,null,null,null,null,null,null,null,null,null,null,22020.0514,22,null,20,"K",4,"20K 4",514,771,461,{"$f":"MIN(AP184,360/'Roof Bay Analysis'!$I$51*AR184)","v":514},7.2,null,"72DLH15",144,140,11112.864267029825]
[22020.055,22020.0825,22,null,20,"K",5,"20K 5",550,825,490,{"$f":"MIN(I185,360/'Roof Bay Analysis'!$I$51*K185)","v":550},7.7,null,null,null,null,null,null,null,null,null,null,null,null,null,null,null,null,null,null,null,null,null,22020.055,22,null,20,"K",5,"20K 5",550,825,490,{"$f":"MIN(AP185,360/'Roof Bay Analysis'!$I$51*AR185)","v":550},7.7,null,"72DLH16",144,165,13097.304314713723]
[22020.055,22020.0825,22,null,20,"K",6,"20K 6",550,825,490,{"$f":"MIN(I186,360/'Roof Bay Analysis'!$I$51*K186)","v":550},8.4,null,null,null,null,null,null,null,null,null,null,null,null,null,null,null,null,null,null,null,null,null,22020.055,22,null,20,"K",6,"20K 6",550,825,490,{"$f":"MIN(AP186,360/'Roof Bay Analysis'!$I$51*AR186)","v":550},8.4,null,"72DLH17",144,188,14922.989158582908]
[22020.055,22020.0825,22,null,20,"K",7,"20K 7",550,825,490,{"$f":"MIN(I187,360/'Roof Bay Analysis'!$I$51*K187)","v":550},8.9,null,null,null,null,null,null,null,null,null,null,null,null,null,null,null,null,null,null,null,null,null,22020.055,22,null,20,"K",7,"20K 7",550,825,490,{"$f":"MIN(AP187,360/'Roof Bay Analysis'!$I$51*AR187)","v":550},8.9,null,"72DLH18",144,212,16828.051604359451]
[22020.055,22020.0825,22,null,20,"K",9,"20K 9",550,825,490,{"$f":"MIN(I188,360/'Roof Bay Analysis'!$I$51*K188)","v":550},10.1,null,null,null,null,null,null,null,null,null,null,null,null,null,null,null,null,null,null,null,null,null,22020.055,22,null,20,"K",9,"20K 9",550,825,490,{"$f":"MIN(AP188,360/'Roof Bay Analysis'!$I$51*AR188)","v":550},10.1,null,"72DLH19",144,241,19130.00205967277]
[22020.055,22020.0825,22,null,20,"K",10,"20K10",550,825,490,{"$f":"MIN(I189,360/'Roof Bay Analysis'!$I$51*K189)","v":550},11.6,null,null,null,null,null,null,null,null,null,null,null,null,null,null,null,null,null,null,null,null,null,22020.055,22,null,20,"K",10,"20K10",550,825,490,{"$f":"MIN(AP189,360/'Roof Bay Analysis'!$I$51*AR189)","v":550},11.6,null,"80DLH15",160,107,11658.789266952717]
[22022.055,22022.0825,22,null,22,"K",4,"22K 4",550,825,548,{"$f":"MIN(I190,360/'Roof Bay Analysis'!$I$51*K190)","v":550},7.3,null,null,null,null,null,null,null,null,null,null,null,null,null,null,null,null,null,null,null,null,null,22022.055,22,null,22,"K",4,"22K 4",550,825,548,{"$f":"MIN(AP190,360/'Roof Bay Analysis'!$I$51*AR190)","v":550},7.3,null,"80DLH16",160,126,13729.041566691985]
[22022.055,22022.0825,22,null,22,"K",5,"22K 5",550,825,548,{"$f":"MIN(I191,360/'Roof Bay Analysis'!$I$51*K191)","v":550},7.7,null,null,null,null,null,null,null,null,null,null,null,null,null,null,null,null,null,null,null,null,null,22022.055,22,null,22,"K",5,"22K 5",550,825,548,{"$f":"MIN(AP191,360/'Roof Bay Analysis'!$I$51*AR191)","v":550},7.7,null,"80DLH17",160,151,16453.057750559445]
[22022.055,22022.0825,22,null,22,"K",6,"22K 6",550,825,548,{"$f":"MIN(I192,360/'Roof Bay Analysis'!$I$51*K192)","v":550},8.5,null,null,null,null,null,null,null,null,null,null,null,null,null,null,null,null,null,null,null,null,null,22022.055,22,null,22,"K",6,"22K 6",550,825,548,{"$f":"MIN(AP192,360/'Roof Bay Analysis'!$I$51*AR192)","v":550},8.5,null,"80DLH18",160,173,18850.191992362805]
[22022.055,22022.0825,22,null,22,"K",7,"22K 7",550,825,548,{"$f":"MIN(I193,360/'Roof Bay Analysis'!$I$51*K193)","v":550},9,null,null,null,null,null,null,null,null,null,null,null,null,null,null,null,null,null,null,null,null,null,22022.055,22,null,22,"K",7,"22K 7",550,825,548,{"$f":"MIN(AP193,360/'Roof Bay Analysis'!$I$51*AR193)","v":550},9,null,"80DLH19",160,193,21029.40493945677]
[22022.055,22022.0825,22,null,22,"K",9,"22K 9",550,825,548,{"$f":"MIN(I194,360/'Roof Bay Analysis'!$I$51*K194)","v":550},10.199999999999999,null,null,null,null,null,null,null,null,null,null,null,null,null,null,null,null,null,null,null,null,null,22022.055,22,null,22,"K",9,"22K 9",550,825,548,{"$f":"MIN(AP194,360/'Roof Bay Analysis'!$I$51*AR194)","v":550},10.199999999999999,null,"80DLH20",160,216,23535.499828614829]
[22022.055,22022.0825,22,null,22,"K",10,"22K10",550,825,548,{"$f":"MIN(I195,360/'Roof Bay Analysis'!$I$51*K195)","v":550},11.7,null,null,null,null,null,null,null,null,null,null,null,null,null,null,null,null,null,null,null,null,null,22022.055,22,null,22,"K",10,"22K10",550,825,548,{"$f":"MIN(AP195,360/'Roof Bay Analysis'!$I$51*AR195)","v":550},11.7,null,"88DLH16",175,117,16689.392228121418]
[{"$f":"C196*1000+E196+I196/10000","v":22022.055},{"$f":"C196*1000+E196+J196/10000","v":22022.0825},22,null,22,"K",11,"22K11",550,{"$f":"1.5*I196","v":825},548,{"$f":"MIN(I196,360/'Roof Bay Analysis'!$I$51*K196)","v":550},11.9,null,null,null,null,null,null,null,null,null,null,null,null,null,null,null,null,null,null,null,null,null,{"$f":"AJ196*1000+AL196+AS196/10000","v":22022.055},22,null,22,"K",11,"22K11",550,{"$f":"1.5*AP196","v":825},548,{"$f":"MIN(AP196,360/'Roof Bay Analysis'!$I$51*AR196)","v":550},11.9,null,"88DLH17",175,130,{"$f":"26.767*AX196*(AW196-0.33)^3*10^-6","v":18543.76914235713}]
[23012.022700000001,23012.034049999998,23,null,{"$f":"VALUE(LEFT(H197,2))","v":12},{"$f":"MID(H197,3,LEN(H197)-4)","v":"K"},{"$f":"VALUE(RIGHT(H197,2))","v":3},"12K 3",227,340.5,116,{"$f":"MIN(I197,360/'Roof Bay Analysis'!$I$51*K197)","v":174},5.7,null,null,null,null,null,null,null,null,null,null,null,null,null,null,null,null,null,null,null,null,null,23012.017400000001,23,null,{"$f":"VALUE(LEFT(AO197,2))","v":12},{"$f":"MID(AO197,3,LEN(AO197)-4)","v":"K"},{"$f":"VALUE(RIGHT(AO197,2))","v":3},"12K 3",227,340.5,116,{"$f":"MIN(AP197,360/'Roof Bay Analysis'!$I$51*AR197)","v":174},5.7,null,"88DLH18",175,149,21254.012324701631]
[23012.0308,23012.046200000001,23,null,12,"K",5,"12K 5",308,462,150,{"$f":"MIN(I198,360/'Roof Bay Analysis'!$I$51*K198)","v":225},7.1,null,null,null,null,null,null,null,null,null,null,null,null,null,null,null,null,null,null,null,null,null,23012.022499999999,23,null,12,"K",5,"12K 5",308,462,150,{"$f":"MIN(AP198,360/'Roof Bay Analysis'!$I$51*AR198)","v":225},7.1,null,"88DLH19",175,169,24106.899885064267]
[23014.021400000001,23014.0321,23,null,14,"K",1,"14K 1",214,321,128,{"$f":"MIN(I199,360/'Roof Bay Analysis'!$I$51*K199)","v":192},5.2,null,null,null,null,null,null,null,null,null,null,null,null,null,null,null,null,null,null,null,null,null,23014.019199999999,23,null,14,"K",1,"14K 1",214,321,128,{"$f":"MIN(AP199,360/'Roof Bay Analysis'!$I$51*AR199)","v":192},5.2,null,"88DLH20",175,202,28814.16435966262]
[23014.0268,23014.040199999999,23,null,14,"K",3,"14K 3",268,402,160,{"$f":"MIN(I200,360/'Roof Bay Analysis'!$I$51*K200)","v":240},6,null,null,null,null,null,null,null,null,null,null,null,null,null,null,null,null,null,null,null,null,null,23014.024000000001,23,null,14,"K",3,"14K 3",268,402,160,{"$f":"MIN(AP200,360/'Roof Bay Analysis'!$I$51*AR200)","v":240},6,null,"88DLH21",175,235,33521.428834260965]
[23014.032200000001,23014.048299999999,23,null,14,"K",4,"14K 4",322,483,188,{"$f":"MIN(I201,360/'Roof Bay Analysis'!$I$51*K201)","v":282},6.7,null,null,null,null,null,null,null,null,null,null,null,null,null,null,null,null,null,null,null,null,null,23014.028200000001,23,null,14,"K",4,"14K 4",322,483,188,{"$f":"MIN(AP201,360/'Roof Bay Analysis'!$I$51*AR201)","v":282},6.7,null,"96DLH17",190,122,22282.066303433967]
[23014.039499999999,23014.059249999998,23,null,14,"K",6,"14K 6",395,592.5,226,{"$f":"MIN(I202,360/'Roof Bay Analysis'!$I$51*K202)","v":339},7.7,null,null,null,null,null,null,null,null,null,null,null,null,null,null,null,null,null,null,null,null,null,23014.033899999999,23,null,14,"K",6,"14K 6",395,592.5,226,{"$f":"MIN(AP202,360/'Roof Bay Analysis'!$I$51*AR202)","v":339},7.7,null,"96DLH18",190,139,25386.944394896072]
[23016.027699999999,23016.041550000002,23,null,16,"K",2,"16K 2",277,415.5,194,{"$f":"MIN(I203,360/'Roof Bay Analysis'!$I$51*K203)","v":277},5.5,null,null,null,null,null,null,null,null,null,null,null,null,null,null,null,null,null,null,null,null,null,23016.027699999999,23,null,16,"K",2,"16K 2",277,415.5,194,{"$f":"MIN(AP203,360/'Roof Bay Analysis'!$I$51*AR203)","v":277},5.5,null,"96DLH19",190,158,28857.102261824311]
[23016.0308,23016.046200000001,23,null,16,"K",3,"16K 3",308,462,216,{"$f":"MIN(I204,360/'Roof Bay Analysis'!$I$51*K204)","v":308},6.3,null,null,null,null,null,null,null,null,null,null,null,null,null,null,null,null,null,null,null,null,null,23016.0308,23,null,16,"K",3,"16K 3",308,462,216,{"$f":"MIN(AP204,360/'Roof Bay Analysis'!$I$51*AR204)","v":308},6.3,null,"96DLH20",190,178,32509.900016485622]
[23016.037100000001,23016.055649999998,23,null,16,"K",4,"16K 4",371,556.5,252,{"$f":"MIN(I205,360/'Roof Bay Analysis'!$I$51*K205)","v":371},7,null,null,null,null,null,null,null,null,null,null,null,null,null,null,null,null,null,null,null,null,null,23016.037100000001,23,null,16,"K",4,"16K 4",371,556.5,252,{"$f":"MIN(AP205,360/'Roof Bay Analysis'!$I$51*AR205)","v":371},7,null,"96DLH21",190,220,40180.775301274356]
[23016.041799999999,23016.062699999999,23,null,16,"K",5,"16K 5",418,627,282,{"$f":"MIN(I206,360/'Roof Bay Analysis'!$I$51*K206)","v":418},7.5,null,null,null,null,null,null,null,null,null,null,null,null,null,null,null,null,null,null,null,null,null,23016.041799999999,23,null,16,"K",5,"16K 5",418,627,282,{"$f":"MIN(AP206,360/'Roof Bay Analysis'!$I$51*AR206)","v":418},7.5,null,"96DLH22",190,255,46573.171371931647]
[23016.0455,23016.06825,23,null,16,"K",6,"16K 6",455,682.5,307,{"$f":"MIN(I207,360/'Roof Bay Analysis'!$I$51*K207)","v":455},8.1,null,null,null,null,null,null,null,null,null,null,null,null,null,null,null,null,null,null,null,null,null,23016.0455,23,null,16,"K",6,"16K 6",455,682.5,307,{"$f":"MIN(AP207,360/'Roof Bay Analysis'!$I$51*AR207)","v":455},8.1,null,"104DLH18",205,130,29833.597072434841]
[23016.0507,23016.07605,23,null,16,"K",7,"16K 7",507,760.5,339,{"$f":"MIN(I208,360/'Roof Bay Analysis'!$I$51*K208)","v":507},8.6,null,null,null,null,null,null,null,null,null,null,null,null,null,null,null,null,null,null,null,null,null,23016.0507,23,null,16,"K",7,"16K 7",507,760.5,339,{"$f":"MIN(AP208,360/'Roof Bay Analysis'!$I$51*AR208)","v":507},8.6,null,"104DLH19",205,148,33964.402820925818]
[23016.055,23016.0825,23,null,16,"K",9,"16K 9",550,825,363,{"$f":"MIN(I209,360/'Roof Bay Analysis'!$I$51*K209)","v":544.5},10,null,null,null,null,null,null,null,null,null,null,null,null,null,null,null,null,null,null,null,null,null,23016.05445,23,null,16,"K",9,"16K 9",550,825,363,{"$f":"MIN(AP209,360/'Roof Bay Analysis'!$I$51*AR209)","v":544.5},10,null,"104DLH20",205,167,38324.697777666297]
[23018.034899999999,23018.052350000002,23,null,18,"K",3,"18K 3",349,523.5,276,{"$f":"MIN(I210,360/'Roof Bay Analysis'!$I$51*K210)","v":349},6.4,null,null,null,null,null,null,null,null,null,null,null,null,null,null,null,null,null,null,null,null,null,23018.034899999999,23,null,18,"K",3,"18K 3",349,523.5,276,{"$f":"MIN(AP210,360/'Roof Bay Analysis'!$I$51*AR210)","v":349},6.4,null,"104DLH21",205,206,47274.77689939674]
[23018.042000000001,23018.062999999998,23,null,18,"K",4,"18K 4",420,630,323,{"$f":"MIN(I211,360/'Roof Bay Analysis'!$I$51*K211)","v":420},7.2,null,null,null,null,null,null,null,null,null,null,null,null,null,null,null,null,null,null,null,null,null,23018.042000000001,23,null,18,"K",4,"18K 4",420,630,323,{"$f":"MIN(AP211,360/'Roof Bay Analysis'!$I$51*AR211)","v":420},7.2,null,"104DLH22",205,240,55077.409979879703]
[23018.047299999998,23018.070950000001,23,null,18,"K",5,"18K 5",473,709.5,362,{"$f":"MIN(I212,360/'Roof Bay Analysis'!$I$51*K212)","v":473},7.7,null,null,null,null,null,null,null,null,null,null,null,null,null,null,null,null,null,null,null,null,null,23018.047299999998,23,null,18,"K",5,"18K 5",473,709.5,362,{"$f":"MIN(AP212,360/'Roof Bay Analysis'!$I$51*AR212)","v":473},7.7,null,"104DLH23",205,250,57372.302062374692]
[23018.051599999999,23018.077399999998,23,null,18,"K",6,"18K 6",516,774,393,{"$f":"MIN(I213,360/'Roof Bay Analysis'!$I$51*K213)","v":516},8.4,null,null,null,null,null,null,null,null,null,null,null,null,null,null,null,null,null,null,null,null,null,23018.051599999999,23,null,18,"K",6,"18K 6",516,774,393,{"$f":"MIN(AP213,360/'Roof Bay Analysis'!$I$51*AR213)","v":516},8.4,null,"112DLH19",220,140,39722.811984440523]
[23018.055,23018.0825,23,null,18,"K",7,"18K 7",550,825,418,{"$f":"MIN(I214,360/'Roof Bay Analysis'!$I$51*K214)","v":550},8.9,null,null,null,null,null,null,null,null,null,null,null,null,null,null,null,null,null,null,null,null,null,23018.055,23,null,18,"K",7,"18K 7",550,825,418,{"$f":"MIN(AP214,360/'Roof Bay Analysis'!$I$51*AR214)","v":550},8.9,null,"112DLH20",220,158,44830.030668154293]
[23018.055,23018.0825,23,null,18,"K",9,"18K 9",550,825,418,{"$f":"MIN(I215,360/'Roof Bay Analysis'!$I$51*K215)","v":550},10.1,null,null,null,null,null,null,null,null,null,null,null,null,null,null,null,null,null,null,null,null,null,23018.055,23,null,18,"K",9,"18K 9",550,825,418,{"$f":"MIN(AP215,360/'Roof Bay Analysis'!$I$51*AR215)","v":550},10.1,null,"112DLH21",220,195,55328.202406899283]
[23018.055,23018.0825,23,null,18,"K",10,"18K10",550,825,418,{"$f":"MIN(I216,360/'Roof Bay Analysis'!$I$51*K216)","v":550},11.6,null,null,null,null,null,null,null,null,null,null,null,null,null,null,null,null,null,null,null,null,null,23018.055,23,null,18,"K",10,"18K10",550,825,418,{"$f":"MIN(AP216,360/'Roof Bay Analysis'!$I$51*AR216)","v":550},11.6,null,"112DLH22",220,226,64123.967917739683]
[23020.0389,23020.058349999999,23,null,20,"K",3,"20K 3",389,583.5,344,{"$f":"MIN(I217,360/'Roof Bay Analysis'!$I$51*K217)","v":389},6.5,null,null,null,null,null,null,null,null,null,null,null,null,null,null,null,null,null,null,null,null,null,23020.0389,23,null,20,"K",3,"20K 3",389,583.5,344,{"$f":"MIN(AP217,360/'Roof Bay Analysis'!$I$51*AR217)","v":389},6.5,null,"112DLH23",220,236,66961.311630914002]
[23020.046900000001,23020.070350000002,23,null,20,"K",4,"20K 4",469,703.5,402,{"$f":"MIN(I218,360/'Roof Bay Analysis'!$I$51*K218)","v":469},7.2,null,null,null,null,null,null,null,null,null,null,null,null,null,null,null,null,null,null,null,null,null,23020.046900000001,23,null,20,"K",4,"20K 4",469,703.5,402,{"$f":"MIN(AP218,360/'Roof Bay Analysis'!$I$51*AR218)","v":469},7.2,null,"112DLH24",220,287,81431.764568103055]
[23020.052899999999,23020.07935,23,null,20,"K",5,"20K 5",529,793.5,451,{"$f":"MIN(I219,360/'Roof Bay Analysis'!$I$51*K219)","v":529},7.7,null,null,null,null,null,null,null,null,null,null,null,null,null,null,null,null,null,null,null,null,null,23020.052899999999,23,null,20,"K",5,"20K 5",529,793.5,451,{"$f":"MIN(AP219,360/'Roof Bay Analysis'!$I$51*AR219)","v":529},7.7,null,"120DLH20",240,140,51590.384212781435]
[23020.055,23020.0825,23,null,20,"K",6,"20K 6",550,825,468,{"$f":"MIN(I220,360/'Roof Bay Analysis'!$I$51*K220)","v":550},8.4,null,null,null,null,null,null,null,null,null,null,null,null,null,null,null,null,null,null,null,null,null,23020.055,23,null,20,"K",6,"20K 6",550,825,468,{"$f":"MIN(AP220,360/'Roof Bay Analysis'!$I$51*AR220)","v":550},8.4,null,"120DLH21",240,173,63750.974777222771]
[23020.055,23020.0825,23,null,20,"K",7,"20K 7",550,825,468,{"$f":"MIN(I221,360/'Roof Bay Analysis'!$I$51*K221)","v":550},8.9,null,null,null,null,null,null,null,null,null,null,null,null,null,null,null,null,null,null,null,null,null,23020.055,23,null,20,"K",7,"20K 7",550,825,468,{"$f":"MIN(AP221,360/'Roof Bay Analysis'!$I$51*AR221)","v":550},8.9,null,"120DLH22",240,201,74069.051619779057]
[23020.055,23020.0825,23,null,20,"K",9,"20K 9",550,825,468,{"$f":"MIN(I222,360/'Roof Bay Analysis'!$I$51*K222)","v":550},10.1,null,null,null,null,null,null,null,null,null,null,null,null,null,null,null,null,null,null,null,null,null,23020.055,23,null,20,"K",9,"20K 9",550,825,468,{"$f":"MIN(AP222,360/'Roof Bay Analysis'!$I$51*AR222)","v":550},10.1,null,"120DLH23",240,210,77385.576319172149]
[23020.055,23020.0825,23,null,20,"K",10,"20K10",550,825,468,{"$f":"MIN(I223,360/'Roof Bay Analysis'!$I$51*K223)","v":550},11.6,null,null,null,null,null,null,null,null,null,null,null,null,null,null,null,null,null,null,null,null,null,23020.055,23,null,20,"K",10,"20K10",550,825,468,{"$f":"MIN(AP223,360/'Roof Bay Analysis'!$I$51*AR223)","v":550},11.6,null,"120DLH24",240,255,93968.19981613761]
[23022.051800000001,23022.077700000002,23,null,22,"K",4,"22K 4",518,777,491,{"$f":"MIN(I224,360/'Roof Bay Analysis'!$I$51*K224)","v":518},7.3,null,null,null,null,null,null,null,null,null,null,null,null,null,null,null,null,null,null,null,null,null,23022.051800000001,23,null,22,"K",4,"22K 4",518,777,491,{"$f":"MIN(AP224,360/'Roof Bay Analysis'!$I$51*AR224)","v":518},7.3,null,"120DLH25",240,294,108339.80684684102]
[23022.055,23022.0825,23,null,22,"K",5,"22K 5",550,825,518,{"$f":"MIN(I225,360/'Roof Bay Analysis'!$I$51*K225)","v":550},7.7,null,null,null,null,null,null,null,null,null,null,null,null,null,null,null,null,null,null,null,null,null,23022.055,23,null,22,"K",5,"22K 5",550,825,518,{"$f":"MIN(AP225,360/'Roof Bay Analysis'!$I$51*AR225)","v":550},7.7]
[23022.055,23022.0825,23,null,22,"K",6,"22K 6",550,825,518,{"$f":"MIN(I226,360/'Roof Bay Analysis'!$I$51*K226)","v":550},8.5,null,null,null,null,null,null,null,null,null,null,null,null,null,null,null,null,null,null,null,null,null,23022.055,23,null,22,"K",6,"22K 6",550,825,518,{"$f":"MIN(AP226,360/'Roof Bay Analysis'!$I$51*AR226)","v":550},8.5]
[23022.055,23022.0825,23,null,22,"K",7,"22K 7",550,825,518,{"$f":"MIN(I227,360/'Roof Bay Analysis'!$I$51*K227)","v":550},9,null,null,null,null,null,null,null,null,null,null,null,null,null,null,null,null,null,null,null,null,null,23022.055,23,null,22,"K",7,"22K 7",550,825,518,{"$f":"MIN(AP227,360/'Roof Bay Analysis'!$I$51*AR227)","v":550},9]
[23022.055,23022.0825,23,null,22,"K",9,"22K 9",550,825,518,{"$f":"MIN(I228,360/'Roof Bay Analysis'!$I$51*K228)","v":550},10.199999999999999,null,null,null,null,null,null,null,null,null,null,null,null,null,null,null,null,null,null,null,null,null,23022.055,23,null,22,"K",9,"22K 9",550,825,518,{"$f":"MIN(AP228,360/'Roof Bay Analysis'!$I$51*AR228)","v":550},10.199999999999999]
[23022.055,23022.0825,23,null,22,"K",10,"22K10",550,825,518,{"$f":"MIN(I229,360/'Roof Bay Analysis'!$I$51*K229)","v":550},11.7,null,null,null,null,null,null,null,null,null,null,null,null,null,null,null,null,null,null,null,null,null,23022.055,23,null,22,"K",10,"22K10",550,825,518,{"$f":"MIN(AP229,360/'Roof Bay Analysis'!$I$51*AR229)","v":550},11.7]
[23022.055,23022.0825,23,null,22,"K",11,"22K11",550,825,518,{"$f":"MIN(I230,360/'Roof Bay Analysis'!$I$51*K230)","v":550},11.9,null,null,null,null,null,null,null,null,null,null,null,null,null,null,null,null,null,null,null,null,null,23022.055,23,null,22,"K",11,"22K11",550,825,518,{"$f":"MIN(AP230,360/'Roof Bay Analysis'!$I$51*AR230)","v":550},11.9]
[24012.020799999998,24012.031200000001,24,null,12,"K",3,"12K 3",208,312,101,{"$f":"MIN(I231,360/'Roof Bay Analysis'!$I$51*K231)","v":151.5},5.7,null,null,null,null,null,null,null,null,null,null,null,null,null,null,null,null,null,null,null,null,null,24012.015149999999,24,null,12,"K",3,"12K 3",208,312,101,{"$f":"MIN(AP231,360/'Roof Bay Analysis'!$I$51*AR231)","v":151.5},5.7]
[24012.028200000001,24012.042300000001,24,null,12,"K",5,"12K 5",282,423,132,{"$f":"MIN(I232,360/'Roof Bay Analysis'!$I$51*K232)","v":198},7.1,null,null,null,null,null,null,null,null,null,null,null,null,null,null,null,null,null,null,null,null,null,24012.019799999998,24,null,12,"K",5,"12K 5",282,423,132,{"$f":"MIN(AP232,360/'Roof Bay Analysis'!$I$51*AR232)","v":198},7.1]
[24014.0196,24014.029399999999,24,null,14,"K",1,"14K 1",196,294,113,{"$f":"MIN(I233,360/'Roof Bay Analysis'!$I$51*K233)","v":169.5},5.2,null,null,null,null,null,null,null,null,null,null,null,null,null,null,null,null,null,null,null,null,null,24014.016950000001,24,null,14,"K",1,"14K 1",196,294,113,{"$f":"MIN(AP233,360/'Roof Bay Analysis'!$I$51*AR233)","v":169.5},5.2]
[24014.0245,24014.036749999999,24,null,14,"K",3,"14K 3",245,367.5,141,{"$f":"MIN(I234,360/'Roof Bay Analysis'!$I$51*K234)","v":211.5},6,null,null,null,null,null,null,null,null,null,null,null,null,null,null,null,null,null,null,null,null,null,24014.02115,24,null,14,"K",3,"14K 3",245,367.5,141,{"$f":"MIN(AP234,360/'Roof Bay Analysis'!$I$51*AR234)","v":211.5},6]
[24014.029500000001,24014.044249999999,24,null,14,"K",4,"14K 4",295,442.5,165,{"$f":"MIN(I235,360/'Roof Bay Analysis'!$I$51*K235)","v":247.5},6.7,null,null,null,null,null,null,null,null,null,null,null,null,null,null,null,null,null,null,null,null,null,24014.02475,24,null,14,"K",4,"14K 4",295,442.5,165,{"$f":"MIN(AP235,360/'Roof Bay Analysis'!$I$51*AR235)","v":247.5},6.7]
[24014.036199999999,24014.0543,24,null,14,"K",6,"14K 6",362,543,199,{"$f":"MIN(I236,360/'Roof Bay Analysis'!$I$51*K236)","v":298.5},7.7,null,null,null,null,null,null,null,null,null,null,null,null,null,null,null,null,null,null,null,null,null,24014.029849999999,24,null,14,"K",6,"14K 6",362,543,199,{"$f":"MIN(AP236,360/'Roof Bay Analysis'!$I$51*AR236)","v":298.5},7.7]
[24016.025399999999,24016.038100000002,24,null,16,"K",2,"16K 2",254,381,170,{"$f":"MIN(I237,360/'Roof Bay Analysis'!$I$51*K237)","v":254},5.5,null,null,null,null,null,null,null,null,null,null,null,null,null,null,null,null,null,null,null,null,null,24016.025399999999,24,null,16,"K",2,"16K 2",254,381,170,{"$f":"MIN(AP237,360/'Roof Bay Analysis'!$I$51*AR237)","v":254},5.5]
[24016.028300000002,24016.042450000001,24,null,16,"K",3,"16K 3",283,424.5,189,{"$f":"MIN(I238,360/'Roof Bay Analysis'!$I$51*K238)","v":283},6.3,null,null,null,null,null,null,null,null,null,null,null,null,null,null,null,null,null,null,null,null,null,24016.028300000002,24,null,16,"K",3,"16K 3",283,424.5,189,{"$f":"MIN(AP238,360/'Roof Bay Analysis'!$I$51*AR238)","v":283},6.3]
[24016.034,24016.050999999999,24,null,16,"K",4,"16K 4",340,510,221,{"$f":"MIN(I239,360/'Roof Bay Analysis'!$I$51*K239)","v":331.5},7,null,null,null,null,null,null,null,null,null,null,null,null,null,null,null,null,null,null,null,null,null,24016.033149999999,24,null,16,"K",4,"16K 4",340,510,221,{"$f":"MIN(AP239,360/'Roof Bay Analysis'!$I$51*AR239)","v":331.5},7]
[24016.038400000001,24016.0576,24,null,16,"K",5,"16K 5",384,576,248,{"$f":"MIN(I240,360/'Roof Bay Analysis'!$I$51*K240)","v":372},7.5,null,null,null,null,null,null,null,null,null,null,null,null,null,null,null,null,null,null,null,null,null,24016.037199999999,24,null,16,"K",5,"16K 5",384,576,248,{"$f":"MIN(AP240,360/'Roof Bay Analysis'!$I$51*AR240)","v":372},7.5]
[24016.041799999999,24016.062699999999,24,null,16,"K",6,"16K 6",418,627,269,{"$f":"MIN(I241,360/'Roof Bay Analysis'!$I$51*K241)","v":403.5},8.1,null,null,null,null,null,null,null,null,null,null,null,null,null,null,null,null,null,null,null,null,null,24016.040349999999,24,null,16,"K",6,"16K 6",418,627,269,{"$f":"MIN(AP241,360/'Roof Bay Analysis'!$I$51*AR241)","v":403.5},8.1]
[24016.0465,24016.069749999999,24,null,16,"K",7,"16K 7",465,697.5,298,{"$f":"MIN(I242,360/'Roof Bay Analysis'!$I$51*K242)","v":447},8.6,null,null,null,null,null,null,null,null,null,null,null,null,null,null,null,null,null,null,null,null,null,24016.044699999999,24,null,16,"K",7,"16K 7",465,697.5,298,{"$f":"MIN(AP242,360/'Roof Bay Analysis'!$I$51*AR242)","v":447},8.6]
[24016.055,24016.0825,24,null,16,"K",9,"16K 9",550,825,346,{"$f":"MIN(I243,360/'Roof Bay Analysis'!$I$51*K243)","v":519},10,null,null,null,null,null,null,null,null,null,null,null,null,null,null,null,null,null,null,null,null,null,24016.051899999999,24,null,16,"K",9,"16K 9",550,825,346,{"$f":"MIN(AP243,360/'Roof Bay Analysis'!$I$51*AR243)","v":519},10]
[24018.031999999999,24018.047999999999,24,null,18,"K",3,"18K 3",320,480,242,{"$f":"MIN(I244,360/'Roof Bay Analysis'!$I$51*K244)","v":320},6.4,null,null,null,null,null,null,null,null,null,null,null,null,null,null,null,null,null,null,null,null,null,24018.031999999999,24,null,18,"K",3,"18K 3",320,480,242,{"$f":"MIN(AP244,360/'Roof Bay Analysis'!$I$51*AR244)","v":320},6.4]
[24018.038499999999,24018.05775,24,null,18,"K",4,"18K 4",385,577.5,284,{"$f":"MIN(I245,360/'Roof Bay Analysis'!$I$51*K245)","v":385},7.2,null,null,null,null,null,null,null,null,null,null,null,null,null,null,null,null,null,null,null,null,null,24018.038499999999,24,null,18,"K",4,"18K 4",385,577.5,284,{"$f":"MIN(AP245,360/'Roof Bay Analysis'!$I$51*AR245)","v":385},7.2]
[24018.043399999999,24018.0651,24,null,18,"K",5,"18K 5",434,651,318,{"$f":"MIN(I246,360/'Roof Bay Analysis'!$I$51*K246)","v":434},7.7,null,null,null,null,null,null,null,null,null,null,null,null,null,null,null,null,null,null,null,null,null,24018.043399999999,24,null,18,"K",5,"18K 5",434,651,318,{"$f":"MIN(AP246,360/'Roof Bay Analysis'!$I$51*AR246)","v":434},7.7]
[24018.047299999998,24018.070950000001,24,null,18,"K",6,"18K 6",473,709.5,345,{"$f":"MIN(I247,360/'Roof Bay Analysis'!$I$51*K247)","v":473},8.4,null,null,null,null,null,null,null,null,null,null,null,null,null,null,null,null,null,null,null,null,null,24018.047299999998,24,null,18,"K",6,"18K 6",473,709.5,345,{"$f":"MIN(AP247,360/'Roof Bay Analysis'!$I$51*AR247)","v":473},8.4]
[24018.052599999999,24018.0789,24,null,18,"K",7,"18K 7",526,789,382,{"$f":"MIN(I248,360/'Roof Bay Analysis'!$I$51*K248)","v":526},8.9,null,null,null,null,null,null,null,null,null,null,null,null,null,null,null,null,null,null,null,null,null,24018.052599999999,24,null,18,"K",7,"18K 7",526,789,382,{"$f":"MIN(AP248,360/'Roof Bay Analysis'!$I$51*AR248)","v":526},8.9]
[24018.055,24018.0825,24,null,18,"K",9,"18K 9",550,825,396,{"$f":"MIN(I249,360/'Roof Bay Analysis'!$I$51*K249)","v":550},10.1,null,null,null,null,null,null,null,null,null,null,null,null,null,null,null,null,null,null,null,null,null,24018.055,24,null,18,"K",9,"18K 9",550,825,396,{"$f":"MIN(AP249,360/'Roof Bay Analysis'!$I$51*AR249)","v":550},10.1]
[24018.055,24018.0825,24,null,18,"K",10,"18K10",550,825,396,{"$f":"MIN(I250,360/'Roof Bay Analysis'!$I$51*K250)","v":550},11.6,null,null,null,null,null,null,null,null,null,null,null,null,null,null,null,null,null,null,null,null,null,24018.055,24,null,18,"K",10,"18K10",550,825,396,{"$f":"MIN(AP250,360/'Roof Bay Analysis'!$I$51*AR250)","v":550},11.6]
[24020.0357,24020.053550000001,24,null,20,"K",3,"20K 3",357,535.5,302,{"$f":"MIN(I251,360/'Roof Bay Analysis'!$I$51*K251)","v":357},6.5,null,null,null,null,null,null,null,null,null,null,null,null,null,null,null,null,null,null,null,null,null,24020.0357,24,null,20,"K",3,"20K 3",357,535.5,302,{"$f":"MIN(AP251,360/'Roof Bay Analysis'!$I$51*AR251)","v":357},6.5]
[24020.043000000001,24020.0645,24,null,20,"K",4,"20K 4",430,645,353,{"$f":"MIN(I252,360/'Roof Bay Analysis'!$I$51*K252)","v":430},7.2,null,null,null,null,null,null,null,null,null,null,null,null,null,null,null,null,null,null,null,null,null,24020.043000000001,24,null,20,"K",4,"20K 4",430,645,353,{"$f":"MIN(AP252,360/'Roof Bay Analysis'!$I$51*AR252)","v":430},7.2]
[24020.048500000001,24020.072749999999,24,null,20,"K",5,"20K 5",485,727.5,396,{"$f":"MIN(I253,360/'Roof Bay Analysis'!$I$51*K253)","v":485},7.7,null,null,null,null,null,null,null,null,null,null,null,null,null,null,null,null,null,null,null,null,null,24020.048500000001,24,null,20,"K",5,"20K 5",485,727.5,396,{"$f":"MIN(AP253,360/'Roof Bay Analysis'!$I$51*AR253)","v":485},7.7]
[24020.052800000001,24020.0792,24,null,20,"K",6,"20K 6",528,792,430,{"$f":"MIN(I254,360/'Roof Bay Analysis'!$I$51*K254)","v":528},8.4,null,null,null,null,null,null,null,null,null,null,null,null,null,null,null,null,null,null,null,null,null,24020.052800000001,24,null,20,"K",6,"20K 6",528,792,430,{"$f":"MIN(AP254,360/'Roof Bay Analysis'!$I$51*AR254)","v":528},8.4]
[24020.055,24020.0825,24,null,20,"K",7,"20K 7",550,825,448,{"$f":"MIN(I255,360/'Roof Bay Analysis'!$I$51*K255)","v":550},8.9,null,null,null,null,null,null,null,null,null,null,null,null,null,null,null,null,null,null,null,null,null,24020.055,24,null,20,"K",7,"20K 7",550,825,448,{"$f":"MIN(AP255,360/'Roof Bay Analysis'!$I$51*AR255)","v":550},8.9]
[24020.055,24020.0825,24,null,20,"K",9,"20K 9",550,825,448,{"$f":"MIN(I256,360/'Roof Bay Analysis'!$I$51*K256)","v":550},10.1,null,null,null,null,null,null,null,null,null,null,null,null,null,null,null,null,null,null,null,null,null,24020.055,24,null,20,"K",9,"20K 9",550,825,448,{"$f":"MIN(AP256,360/'Roof Bay Analysis'!$I$51*AR256)","v":550},10.1]
[24020.055,24020.0825,24,null,20,"K",10,"20K10",550,825,448,{"$f":"MIN(I257,360/'Roof Bay Analysis'!$I$51*K257)","v":550},11.6,null,null,null,null,null,null,null,null,null,null,null,null,null,null,null,null,null,null,null,null,null,24020.055,24,null,20,"K",10,"20K10",550,825,448,{"$f":"MIN(AP257,360/'Roof Bay Analysis'!$I$51*AR257)","v":550},11.6]
[24022.047500000001,24022.071250000001,24,null,22,"K",4,"22K 4",475,712.5,431,{"$f":"MIN(I258,360/'Roof Bay Analysis'!$I$51*K258)","v":475},7.3,null,null,null,null,null,null,null,null,null,null,null,null,null,null,null,null,null,null,null,null,null,24022.047500000001,24,null,22,"K",4,"22K 4",475,712.5,431,{"$f":"MIN(AP258,360/'Roof Bay Analysis'!$I$51*AR258)","v":475},7.3]
[24022.053599999999,24022.080399999999,24,null,22,"K",5,"22K 5",536,804,483,{"$f":"MIN(I259,360/'Roof Bay Analysis'!$I$51*K259)","v":536},7.7,null,null,null,null,null,null,null,null,null,null,null,null,null,null,null,null,null,null,null,null,null,24022.053599999999,24,null,22,"K",5,"22K 5",536,804,483,{"$f":"MIN(AP259,360/'Roof Bay Analysis'!$I$51*AR259)","v":536},7.7]
[{"$f":"C260*1000+E260+I260/10000","v":24022.055},{"$f":"C260*1000+E260+J260/10000","v":24022.0825},24,null,22,"K",6,"22K 6",550,{"$f":"1.5*I260","v":825},495,{"$f":"MIN(I260,360/'Roof Bay Analysis'!$I$51*K260)","v":550},8.5,null,null,null,null,null,null,null,null,null,null,null,null,null,null,null,null,null,null,null,null,null,{"$f":"AJ260*1000+AL260+AS260/10000","v":24022.055},24,null,22,"K",6,"22K 6",550,{"$f":"1.5*AP260","v":825},495,{"$f":"MIN(AP260,360/'Roof Bay Analysis'!$I$51*AR260)","v":550},8.5]
[24022.055,24022.0825,24,null,{"$f":"VALUE(LEFT(H261,2))","v":22},{"$f":"MID(H261,3,LEN(H261)-4)","v":"K"},{"$f":"VALUE(RIGHT(H261,2))","v":7},"22K 7",550,825,495,{"$f":"MIN(I261,360/'Roof Bay Analysis'!$I$51*K261)","v":550},9,null,null,null,null,null,null,null,null,null,null,null,null,null,null,null,null,null,null,null,null,null,24022.055,24,null,{"$f":"VALUE(LEFT(AO261,2))","v":22},{"$f":"MID(AO261,3,LEN(AO261)-4)","v":"K"},{"$f":"VALUE(RIGHT(AO261,2))","v":7},"22K 7",550,825,495,{"$f":"MIN(AP261,360/'Roof Bay Analysis'!$I$51*AR261)","v":550},9]
[24022.055,24022.0825,24,null,22,"K",9,"22K 9",550,825,495,{"$f":"MIN(I262,360/'Roof Bay Analysis'!$I$51*K262)","v":550},10.199999999999999,null,null,null,null,null,null,null,null,null,null,null,null,null,null,null,null,null,null,null,null,null,24022.055,24,null,22,"K",9,"22K 9",550,825,495,{"$f":"MIN(AP262,360/'Roof Bay Analysis'!$I$51*AR262)","v":550},10.199999999999999]
[24022.055,24022.0825,24,null,22,"K",10,"22K10",550,825,495,{"$f":"MIN(I263,360/'Roof Bay Analysis'!$I$51*K263)","v":550},11.7,null,null,null,null,null,null,null,null,null,null,null,null,null,null,null,null,null,null,null,null,null,24022.055,24,null,22,"K",10,"22K10",550,825,495,{"$f":"MIN(AP263,360/'Roof Bay Analysis'!$I$51*AR263)","v":550},11.7]
[24022.055,24022.0825,24,null,22,"K",11,"22K11",550,825,495,{"$f":"MIN(I264,360/'Roof Bay Analysis'!$I$51*K264)","v":550},11.9,null,null,null,null,null,null,null,null,null,null,null,null,null,null,null,null,null,null,null,null,null,24022.055,24,null,22,"K",11,"22K11",550,825,495,{"$f":"MIN(AP264,360/'Roof Bay Analysis'!$I$51*AR264)","v":550},11.9]
[24024.052,24024.078000000001,24,null,24,"K",4,"24K 4",520,780,516,{"$f":"MIN(I265,360/'Roof Bay Analysis'!$I$51*K265)","v":520},7.8,null,null,null,null,null,null,null,null,null,null,null,null,null,null,null,null,null,null,null,null,null,24024.052,24,null,24,"K",4,"24K 4",520,780,516,{"$f":"MIN(AP265,360/'Roof Bay Analysis'!$I$51*AR265)","v":520},7.8]
[24024.055,24024.0825,24,null,24,"K",5,"24K 5",550,825,544,{"$f":"MIN(I266,360/'Roof Bay Analysis'!$I$51*K266)","v":550},7.9,null,null,null,null,null,null,null,null,null,null,null,null,null,null,null,null,null,null,null,null,null,24024.055,24,null,24,"K",5,"24K 5",550,825,544,{"$f":"MIN(AP266,360/'Roof Bay Analysis'!$I$51*AR266)","v":550},7.9]
[24024.055,24024.0825,24,null,24,"K",6,"24K 6",550,825,544,{"$f":"MIN(I267,360/'Roof Bay Analysis'!$I$51*K267)","v":550},8.5,null,null,null,null,null,null,null,null,null,null,null,null,null,null,null,null,null,null,null,null,null,24024.055,24,null,24,"K",6,"24K 6",550,825,544,{"$f":"MIN(AP267,360/'Roof Bay Analysis'!$I$51*AR267)","v":550},8.5]
[24024.055,24024.0825,24,null,24,"K",7,"24K 7",550,825,544,{"$f":"MIN(I268,360/'Roof Bay Analysis'!$I$51*K268)","v":550},9,null,null,null,null,null,null,null,null,null,null,null,null,null,null,null,null,null,null,null,null,null,24024.055,24,null,24,"K",7,"24K 7",550,825,544,{"$f":"MIN(AP268,360/'Roof Bay Analysis'!$I$51*AR268)","v":550},9]
[24024.055,24024.0825,24,null,24,"K",8,"24K 8",550,825,544,{"$f":"MIN(I269,360/'Roof Bay Analysis'!$I$51*K269)","v":550},9.4,null,null,null,null,null,null,null,null,null,null,null,null,null,null,null,null,null,null,null,null,null,24024.055,24,null,24,"K",8,"24K 8",550,825,544,{"$f":"MIN(AP269,360/'Roof Bay Analysis'!$I$51*AR269)","v":550},9.4]
[24024.055,24024.0825,24,null,24,"K",9,"24K 9",550,825,544,{"$f":"MIN(I270,360/'Roof Bay Analysis'!$I$51*K270)","v":550},10.3,null,null,null,null,null,null,null,null,null,null,null,null,null,null,null,null,null,null,null,null,null,24024.055,24,null,24,"K",9,"24K 9",550,825,544,{"$f":"MIN(AP270,360/'Roof Bay Analysis'!$I$51*AR270)","v":550},10.3]
[24024.055,24024.0825,24,null,24,"K",10,"24K10",550,825,544,{"$f":"MIN(I271,360/'Roof Bay Analysis'!$I$51*K271)","v":550},11.7,null,null,null,null,null,null,null,null,null,null,null,null,null,null,null,null,null,null,null,null,null,24024.055,24,null,24,"K",10,"24K10",550,825,544,{"$f":"MIN(AP271,360/'Roof Bay Analysis'!$I$51*AR271)","v":550},11.7]
[24024.055,24024.0825,24,null,24,"K",12,"24K12",550,825,544,{"$f":"MIN(I272,360/'Roof Bay Analysis'!$I$51*K272)","v":550},13.5,null,null,null,null,null,null,null,null,null,null,null,null,null,null,null,null,null,null,null,null,null,24024.055,24,null,24,"K",12,"24K12",550,825,544,{"$f":"MIN(AP272,360/'Roof Bay Analysis'!$I$51*AR272)","v":550},13.5]
[25014.018,25014.026999999998,25,null,14,"K",1,"14K 1",180,270,100,{"$f":"MIN(I273,360/'Roof Bay Analysis'!$I$51*K273)","v":150},5.2,null,null,null,null,null,null,null,null,null,null,null,null,null,null,null,null,null,null,null,null,null,25014.014999999999,25,null,14,"K",1,"14K 1",180,270,100,{"$f":"MIN(AP273,360/'Roof Bay Analysis'!$I$51*AR273)","v":150},5.2]
[25014.0226,25014.033899999999,25,null,14,"K",3,"14K 3",226,339,124,{"$f":"MIN(I274,360/'Roof Bay Analysis'!$I$51*K274)","v":186},6,null,null,null,null,null,null,null,null,null,null,null,null,null,null,null,null,null,null,null,null,null,25014.018599999999,25,null,14,"K",3,"14K 3",226,339,124,{"$f":"MIN(AP274,360/'Roof Bay Analysis'!$I$51*AR274)","v":186},6]
[25014.0272,25014.040799999999,25,null,14,"K",4,"14K 4",272,408,145,{"$f":"MIN(I275,360/'Roof Bay Analysis'!$I$51*K275)","v":217.5},6.7,null,null,null,null,null,null,null,null,null,null,null,null,null,null,null,null,null,null,null,null,null,25014.02175,25,null,14,"K",4,"14K 4",272,408,145,{"$f":"MIN(AP275,360/'Roof Bay Analysis'!$I$51*AR275)","v":217.5},6.7]
[25014.0334,25014.0501,25,null,14,"K",6,"14K 6",334,501,175,{"$f":"MIN(I276,360/'Roof Bay Analysis'!$I$51*K276)","v":262.5},7.7,null,null,null,null,null,null,null,null,null,null,null,null,null,null,null,null,null,null,null,null,null,25014.026249999999,25,null,14,"K",6,"14K 6",334,501,175,{"$f":"MIN(AP276,360/'Roof Bay Analysis'!$I$51*AR276)","v":262.5},7.7]
[25016.023399999998,25016.035100000001,25,null,16,"K",2,"16K 2",234,351,150,{"$f":"MIN(I277,360/'Roof Bay Analysis'!$I$51*K277)","v":225},5.5,null,null,null,null,null,null,null,null,null,null,null,null,null,null,null,null,null,null,null,null,null,25016.022499999999,25,null,16,"K",2,"16K 2",234,351,150,{"$f":"MIN(AP277,360/'Roof Bay Analysis'!$I$51*AR277)","v":225},5.5]
[25016.026000000002,25016.039000000001,25,null,16,"K",3,"16K 3",260,390,167,{"$f":"MIN(I278,360/'Roof Bay Analysis'!$I$51*K278)","v":250.5},6.3,null,null,null,null,null,null,null,null,null,null,null,null,null,null,null,null,null,null,null,null,null,25016.02505,25,null,16,"K",3,"16K 3",260,390,167,{"$f":"MIN(AP278,360/'Roof Bay Analysis'!$I$51*AR278)","v":250.5},6.3]
[25016.031299999999,25016.04695,25,null,16,"K",4,"16K 4",313,469.5,195,{"$f":"MIN(I279,360/'Roof Bay Analysis'!$I$51*K279)","v":292.5},7,null,null,null,null,null,null,null,null,null,null,null,null,null,null,null,null,null,null,null,null,null,25016.02925,25,null,16,"K",4,"16K 4",313,469.5,195,{"$f":"MIN(AP279,360/'Roof Bay Analysis'!$I$51*AR279)","v":292.5},7]
[25016.0353,25016.052950000001,25,null,16,"K",5,"16K 5",353,529.5,219,{"$f":"MIN(I280,360/'Roof Bay Analysis'!$I$51*K280)","v":328.5},7.5,null,null,null,null,null,null,null,null,null,null,null,null,null,null,null,null,null,null,null,null,null,25016.03285,25,null,16,"K",5,"16K 5",353,529.5,219,{"$f":"MIN(AP280,360/'Roof Bay Analysis'!$I$51*AR280)","v":328.5},7.5]
[25016.038400000001,25016.0576,25,null,16,"K",6,"16K 6",384,576,238,{"$f":"MIN(I281,360/'Roof Bay Analysis'!$I$51*K281)","v":357},8.1,null,null,null,null,null,null,null,null,null,null,null,null,null,null,null,null,null,null,null,null,null,25016.0357,25,null,16,"K",6,"16K 6",384,576,238,{"$f":"MIN(AP281,360/'Roof Bay Analysis'!$I$51*AR281)","v":357},8.1]
[25016.042799999999,25016.064200000001,25,null,16,"K",7,"16K 7",428,642,263,{"$f":"MIN(I282,360/'Roof Bay Analysis'!$I$51*K282)","v":394.5},8.6,null,null,null,null,null,null,null,null,null,null,null,null,null,null,null,null,null,null,null,null,null,25016.03945,25,null,16,"K",7,"16K 7",428,642,263,{"$f":"MIN(AP282,360/'Roof Bay Analysis'!$I$51*AR282)","v":394.5},8.6]
[25016.0514,25016.077099999999,25,null,16,"K",9,"16K 9",514,771,311,{"$f":"MIN(I283,360/'Roof Bay Analysis'!$I$51*K283)","v":466.5},10,null,null,null,null,null,null,null,null,null,null,null,null,null,null,null,null,null,null,null,null,null,25016.04665,25,null,16,"K",9,"16K 9",514,771,311,{"$f":"MIN(AP283,360/'Roof Bay Analysis'!$I$51*AR283)","v":466.5},10]
[25018.029399999999,25018.044099999999,25,null,18,"K",3,"18K 3",294,441,214,{"$f":"MIN(I284,360/'Roof Bay Analysis'!$I$51*K284)","v":294},6.4,null,null,null,null,null,null,null,null,null,null,null,null,null,null,null,null,null,null,null,null,null,25018.029399999999,25,null,18,"K",3,"18K 3",294,441,214,{"$f":"MIN(AP284,360/'Roof Bay Analysis'!$I$51*AR284)","v":294},6.4]
[25018.035500000002,25018.053250000001,25,null,18,"K",4,"18K 4",355,532.5,250,{"$f":"MIN(I285,360/'Roof Bay Analysis'!$I$51*K285)","v":355},7.2,null,null,null,null,null,null,null,null,null,null,null,null,null,null,null,null,null,null,null,null,null,25018.035500000002,25,null,18,"K",4,"18K 4",355,532.5,250,{"$f":"MIN(AP285,360/'Roof Bay Analysis'!$I$51*AR285)","v":355},7.2]
[25018.04,25018.06,25,null,18,"K",5,"18K 5",400,600,281,{"$f":"MIN(I286,360/'Roof Bay Analysis'!$I$51*K286)","v":400},7.7,null,null,null,null,null,null,null,null,null,null,null,null,null,null,null,null,null,null,null,null,null,25018.04,25,null,18,"K",5,"18K 5",400,600,281,{"$f":"MIN(AP286,360/'Roof Bay Analysis'!$I$51*AR286)","v":400},7.7]
[25018.0435,25018.06525,25,null,18,"K",6,"18K 6",435,652.5,305,{"$f":"MIN(I287,360/'Roof Bay Analysis'!$I$51*K287)","v":435},8.4,null,null,null,null,null,null,null,null,null,null,null,null,null,null,null,null,null,null,null,null,null,25018.0435,25,null,18,"K",6,"18K 6",435,652.5,305,{"$f":"MIN(AP287,360/'Roof Bay Analysis'!$I$51*AR287)","v":435},8.4]
[25018.048500000001,25018.072749999999,25,null,18,"K",7,"18K 7",485,727.5,337,{"$f":"MIN(I288,360/'Roof Bay Analysis'!$I$51*K288)","v":485},8.9,null,null,null,null,null,null,null,null,null,null,null,null,null,null,null,null,null,null,null,null,null,25018.048500000001,25,null,18,"K",7,"18K 7",485,727.5,337,{"$f":"MIN(AP288,360/'Roof Bay Analysis'!$I$51*AR288)","v":485},8.9]
[25018.055,25018.0825,25,null,18,"K",9,"18K 9",550,825,377,{"$f":"MIN(I289,360/'Roof Bay Analysis'!$I$51*K289)","v":550},10.1,null,null,null,null,null,null,null,null,null,null,null,null,null,null,null,null,null,null,null,null,null,25018.055,25,null,18,"K",9,"18K 9",550,825,377,{"$f":"MIN(AP289,360/'Roof Bay Analysis'!$I$51*AR289)","v":550},10.1]
[25018.055,25018.0825,25,null,18,"K",10,"18K10",550,825,377,{"$f":"MIN(I290,360/'Roof Bay Analysis'!$I$51*K290)","v":550},11.6,null,null,null,null,null,null,null,null,null,null,null,null,null,null,null,null,null,null,null,null,null,25018.055,25,null,18,"K",10,"18K10",550,825,377,{"$f":"MIN(AP290,360/'Roof Bay Analysis'!$I$51*AR290)","v":550},11.6]
[25020.032899999998,25020.049350000001,25,null,20,"K",3,"20K 3",329,493.5,266,{"$f":"MIN(I291,360/'Roof Bay Analysis'!$I$51*K291)","v":329},6.5,null,null,null,null,null,null,null,null,null,null,null,null,null,null,null,null,null,null,null,null,null,25020.032899999998,25,null,20,"K",3,"20K 3",329,493.5,266,{"$f":"MIN(AP291,360/'Roof Bay Analysis'!$I$51*AR291)","v":329},6.5]
[25020.0396,25020.059399999998,25,null,20,"K",4,"20K 4",396,594,312,{"$f":"MIN(I292,360/'Roof Bay Analysis'!$I$51*K292)","v":396},7.2,null,null,null,null,null,null,null,null,null,null,null,null,null,null,null,null,null,null,null,null,null,25020.0396,25,null,20,"K",4,"20K 4",396,594,312,{"$f":"MIN(AP292,360/'Roof Bay Analysis'!$I$51*AR292)","v":396},7.2]
[25020.044600000001,25020.066900000002,25,null,20,"K",5,"20K 5",446,669,350,{"$f":"MIN(I293,360/'Roof Bay Analysis'!$I$51*K293)","v":446},7.7,null,null,null,null,null,null,null,null,null,null,null,null,null,null,null,null,null,null,null,null,null,25020.044600000001,25,null,20,"K",5,"20K 5",446,669,350,{"$f":"MIN(AP293,360/'Roof Bay Analysis'!$I$51*AR293)","v":446},7.7]
[25020.048599999998,25020.072899999999,25,null,20,"K",6,"20K 6",486,729,380,{"$f":"MIN(I294,360/'Roof Bay Analysis'!$I$51*K294)","v":486},8.4,null,null,null,null,null,null,null,null,null,null,null,null,null,null,null,null,null,null,null,null,null,25020.048599999998,25,null,20,"K",6,"20K 6",486,729,380,{"$f":"MIN(AP294,360/'Roof Bay Analysis'!$I$51*AR294)","v":486},8.4]
[25020.054100000001,25020.081150000002,25,null,20,"K",7,"20K 7",541,811.5,421,{"$f":"MIN(I295,360/'Roof Bay Analysis'!$I$51*K295)","v":541},8.9,null,null,null,null,null,null,null,null,null,null,null,null,null,null,null,null,null,null,null,null,null,25020.054100000001,25,null,20,"K",7,"20K 7",541,811.5,421,{"$f":"MIN(AP295,360/'Roof Bay Analysis'!$I$51*AR295)","v":541},8.9]
[25020.055,25020.0825,25,null,20,"K",9,"20K 9",550,825,426,{"$f":"MIN(I296,360/'Roof Bay Analysis'!$I$51*K296)","v":550},10.1,null,null,null,null,null,null,null,null,null,null,null,null,null,null,null,null,null,null,null,null,null,25020.055,25,null,20,"K",9,"20K 9",550,825,426,{"$f":"MIN(AP296,360/'Roof Bay Analysis'!$I$51*AR296)","v":550},10.1]
[25020.055,25020.0825,25,null,20,"K",10,"20K10",550,825,426,{"$f":"MIN(I297,360/'Roof Bay Analysis'!$I$51*K297)","v":550},11.6,null,null,null,null,null,null,null,null,null,null,null,null,null,null,null,null,null,null,null,null,null,25020.055,25,null,20,"K",10,"20K10",550,825,426,{"$f":"MIN(AP297,360/'Roof Bay Analysis'!$I$51*AR297)","v":550},11.6]
[25022.043799999999,25022.065699999999,25,null,22,"K",4,"22K 4",438,657,381,{"$f":"MIN(I298,360/'Roof Bay Analysis'!$I$51*K298)","v":438},7.3,null,null,null,null,null,null,null,null,null,null,null,null,null,null,null,null,null,null,null,null,null,25022.043799999999,25,null,22,"K",4,"22K 4",438,657,381,{"$f":"MIN(AP298,360/'Roof Bay Analysis'!$I$51*AR298)","v":438},7.3]
[25022.049299999999,25022.073950000002,25,null,22,"K",5,"22K 5",493,739.5,427,{"$f":"MIN(I299,360/'Roof Bay Analysis'!$I$51*K299)","v":493},7.7,null,null,null,null,null,null,null,null,null,null,null,null,null,null,null,null,null,null,null,null,null,25022.049299999999,25,null,22,"K",5,"22K 5",493,739.5,427,{"$f":"MIN(AP299,360/'Roof Bay Analysis'!$I$51*AR299)","v":493},7.7]
[25022.0537,25022.080549999999,25,null,22,"K",6,"22K 6",537,805.5,464,{"$f":"MIN(I300,360/'Roof Bay Analysis'!$I$51*K300)","v":537},8.5,null,null,null,null,null,null,null,null,null,null,null,null,null,null,null,null,null,null,null,null,null,25022.0537,25,null,22,"K",6,"22K 6",537,805.5,464,{"$f":"MIN(AP300,360/'Roof Bay Analysis'!$I$51*AR300)","v":537},8.5]
[25022.055,25022.0825,25,null,22,"K",7,"22K 7",550,825,474,{"$f":"MIN(I301,360/'Roof Bay Analysis'!$I$51*K301)","v":550},9,null,null,null,null,null,null,null,null,null,null,null,null,null,null,null,null,null,null,null,null,null,25022.055,25,null,22,"K",7,"22K 7",550,825,474,{"$f":"MIN(AP301,360/'Roof Bay Analysis'!$I$51*AR301)","v":550},9]
[25022.055,25022.0825,25,null,22,"K",9,"22K 9",550,825,474,{"$f":"MIN(I302,360/'Roof Bay Analysis'!$I$51*K302)","v":550},10.199999999999999,null,null,null,null,null,null,null,null,null,null,null,null,null,null,null,null,null,null,null,null,null,25022.055,25,null,22,"K",9,"22K 9",550,825,474,{"$f":"MIN(AP302,360/'Roof Bay Analysis'!$I$51*AR302)","v":550},10.199999999999999]
[25022.055,25022.0825,25,null,22,"K",10,"22K10",550,825,474,{"$f":"MIN(I303,360/'Roof Bay Analysis'!$I$51*K303)","v":550},11.7,null,null,null,null,null,null,null,null,null,null,null,null,null,null,null,null,null,null,null,null,null,25022.055,25,null,22,"K",10,"22K10",550,825,474,{"$f":"MIN(AP303,360/'Roof Bay Analysis'!$I$51*AR303)","v":550},11.7]
[25022.055,25022.0825,25,null,22,"K",11,"22K11",550,825,474,{"$f":"MIN(I304,360/'Roof Bay Analysis'!$I$51*K304)","v":550},11.9,null,null,null,null,null,null,null,null,null,null,null,null,null,null,null,null,null,null,null,null,null,25022.055,25,null,22,"K",11,"22K11",550,825,474,{"$f":"MIN(AP304,360/'Roof Bay Analysis'!$I$51*AR304)","v":550},11.9]
[25024.047900000001,25024.07185,25,null,24,"K",4,"24K 4",479,718.5,456,{"$f":"MIN(I305,360/'Roof Bay Analysis'!$I$51*K305)","v":479},7.8,null,null,null,null,null,null,null,null,null,null,null,null,null,null,null,null,null,null,null,null,null,25024.047900000001,25,null,24,"K",4,"24K 4",479,718.5,456,{"$f":"MIN(AP305,360/'Roof Bay Analysis'!$I$51*AR305)","v":479},7.8]
[25024.054,25024.080999999998,25,null,24,"K",5,"24K 5",540,810,511,{"$f":"MIN(I306,360/'Roof Bay Analysis'!$I$51*K306)","v":540},7.9,null,null,null,null,null,null,null,null,null,null,null,null,null,null,null,null,null,null,null,null,null,25024.054,25,null,24,"K",5,"24K 5",540,810,511,{"$f":"MIN(AP306,360/'Roof Bay Analysis'!$I$51*AR306)","v":540},7.9]
[25024.055,25024.0825,25,null,24,"K",6,"24K 6",550,825,520,{"$f":"MIN(I307,360/'Roof Bay Analysis'!$I$51*K307)","v":550},8.5,null,null,null,null,null,null,null,null,null,null,null,null,null,null,null,null,null,null,null,null,null,25024.055,25,null,24,"K",6,"24K 6",550,825,520,{"$f":"MIN(AP307,360/'Roof Bay Analysis'!$I$51*AR307)","v":550},8.5]
[25024.055,25024.0825,25,null,24,"K",7,"24K 7",550,825,520,{"$f":"MIN(I308,360/'Roof Bay Analysis'!$I$51*K308)","v":550},9,null,null,null,null,null,null,null,null,null,null,null,null,null,null,null,null,null,null,null,null,null,25024.055,25,null,24,"K",7,"24K 7",550,825,520,{"$f":"MIN(AP308,360/'Roof Bay Analysis'!$I$51*AR308)","v":550},9]
[25024.055,25024.0825,25,null,24,"K",8,"24K 8",550,825,520,{"$f":"MIN(I309,360/'Roof Bay Analysis'!$I$51*K309)","v":550},9.4,null,null,null,null,null,null,null,null,null,null,null,null,null,null,null,null,null,null,null,null,null,25024.055,25,null,24,"K",8,"24K 8",550,825,520,{"$f":"MIN(AP309,360/'Roof Bay Analysis'!$I$51*AR309)","v":550},9.4]
[25024.055,25024.0825,25,null,24,"K",9,"24K 9",550,825,520,{"$f":"MIN(I310,360/'Roof Bay Analysis'!$I$51*K310)","v":550},10.3,null,null,null,null,null,null,null,null,null,null,null,null,null,null,null,null,null,null,null,null,null,25024.055,25,null,24,"K",9,"24K 9",550,825,520,{"$f":"MIN(AP310,360/'Roof Bay Analysis'!$I$51*AR310)","v":550},10.3]
[25024.055,25024.0825,25,null,24,"K",10,"24K10",550,825,520,{"$f":"MIN(I311,360/'Roof Bay Analysis'!$I$51*K311)","v":550},11.7,null,null,null,null,null,null,null,null,null,null,null,null,null,null,null,null,null,null,null,null,null,25024.055,25,null,24,"K",10,"24K10",550,825,520,{"$f":"MIN(AP311,360/'Roof Bay Analysis'!$I$51*AR311)","v":550},11.7]
[25024.055,25024.0825,25,null,24,"K",12,"24K12",550,825,520,{"$f":"MIN(I312,360/'Roof Bay Analysis'!$I$51*K312)","v":550},13.5,null,null,null,null,null,null,null,null,null,null,null,null,null,null,null,null,null,null,null,null,null,25024.055,25,null,24,"K",12,"24K12",550,825,520,{"$f":"MIN(AP312,360/'Roof Bay Analysis'!$I$51*AR312)","v":550},13.5]
[26014.016599999999,26014.0249,26,null,14,"K",1,"14K 1",166,249,83,{"$f":"MIN(I313,360/'Roof Bay Analysis'!$I$51*K313)","v":124.5},5.2,null,null,null,null,null,null,null,null,null,null,null,null,null,null,null,null,null,null,null,null,null,26014.012449999998,26,null,14,"K",1,"14K 1",166,249,83,{"$f":"MIN(AP313,360/'Roof Bay Analysis'!$I$51*AR313)","v":124.5},5.2]
[26014.0209,26014.031350000001,26,null,14,"K",3,"14K 3",209,313.5,110,{"$f":"MIN(I314,360/'Roof Bay Analysis'!$I$51*K314)","v":165},6,null,null,null,null,null,null,null,null,null,null,null,null,null,null,null,null,null,null,null,null,null,26014.016500000002,26,null,14,"K",3,"14K 3",209,313.5,110,{"$f":"MIN(AP314,360/'Roof Bay Analysis'!$I$51*AR314)","v":165},6]
[26014.025099999999,26014.037649999998,26,null,14,"K",4,"14K 4",251,376.5,129,{"$f":"MIN(I315,360/'Roof Bay Analysis'!$I$51*K315)","v":193.5},6.7,null,null,null,null,null,null,null,null,null,null,null,null,null,null,null,null,null,null,null,null,null,26014.019349999999,26,null,14,"K",4,"14K 4",251,376.5,129,{"$f":"MIN(AP315,360/'Roof Bay Analysis'!$I$51*AR315)","v":193.5},6.7]
[26014.0308,26014.046200000001,26,null,14,"K",6,"14K 6",308,462,156,{"$f":"MIN(I316,360/'Roof Bay Analysis'!$I$51*K316)","v":234},7.7,null,null,null,null,null,null,null,null,null,null,null,null,null,null,null,null,null,null,null,null,null,26014.023399999998,26,null,14,"K",6,"14K 6",308,462,156,{"$f":"MIN(AP316,360/'Roof Bay Analysis'!$I$51*AR316)","v":234},7.7]
[26016.0216,26016.0324,26,null,16,"K",2,"16K 2",216,324,133,{"$f":"MIN(I317,360/'Roof Bay Analysis'!$I$51*K317)","v":199.5},5.5,null,null,null,null,null,null,null,null,null,null,null,null,null,null,null,null,null,null,null,null,null,26016.019950000002,26,null,16,"K",2,"16K 2",216,324,133,{"$f":"MIN(AP317,360/'Roof Bay Analysis'!$I$51*AR317)","v":199.5},5.5]
[26016.024000000001,26016.036,26,null,16,"K",3,"16K 3",240,360,148,{"$f":"MIN(I318,360/'Roof Bay Analysis'!$I$51*K318)","v":222},6.3,null,null,null,null,null,null,null,null,null,null,null,null,null,null,null,null,null,null,null,null,null,26016.022199999999,26,null,16,"K",3,"16K 3",240,360,148,{"$f":"MIN(AP318,360/'Roof Bay Analysis'!$I$51*AR318)","v":222},6.3]
[26016.028900000001,26016.04335,26,null,16,"K",4,"16K 4",289,433.5,173,{"$f":"MIN(I319,360/'Roof Bay Analysis'!$I$51*K319)","v":259.5},7,null,null,null,null,null,null,null,null,null,null,null,null,null,null,null,null,null,null,null,null,null,26016.025949999999,26,null,16,"K",4,"16K 4",289,433.5,173,{"$f":"MIN(AP319,360/'Roof Bay Analysis'!$I$51*AR319)","v":259.5},7]
[26016.032599999999,26016.048900000002,26,null,16,"K",5,"16K 5",326,489,194,{"$f":"MIN(I320,360/'Roof Bay Analysis'!$I$51*K320)","v":291},7.5,null,null,null,null,null,null,null,null,null,null,null,null,null,null,null,null,null,null,null,null,null,26016.0291,26,null,16,"K",5,"16K 5",326,489,194,{"$f":"MIN(AP320,360/'Roof Bay Analysis'!$I$51*AR320)","v":291},7.5]
[26016.035500000002,26016.053250000001,26,null,16,"K",6,"16K 6",355,532.5,211,{"$f":"MIN(I321,360/'Roof Bay Analysis'!$I$51*K321)","v":316.5},8.1,null,null,null,null,null,null,null,null,null,null,null,null,null,null,null,null,null,null,null,null,null,26016.031650000001,26,null,16,"K",6,"16K 6",355,532.5,211,{"$f":"MIN(AP321,360/'Roof Bay Analysis'!$I$51*AR321)","v":316.5},8.1]
[26016.039499999999,26016.059249999998,26,null,16,"K",7,"16K 7",395,592.5,233,{"$f":"MIN(I322,360/'Roof Bay Analysis'!$I$51*K322)","v":349.5},8.6,null,null,null,null,null,null,null,null,null,null,null,null,null,null,null,null,null,null,null,null,null,26016.034950000001,26,null,16,"K",7,"16K 7",395,592.5,233,{"$f":"MIN(AP322,360/'Roof Bay Analysis'!$I$51*AR322)","v":349.5},8.6]
[26016.047399999999,26016.071100000001,26,null,16,"K",9,"16K 9",474,711,276,{"$f":"MIN(I323,360/'Roof Bay Analysis'!$I$51*K323)","v":414},10,null,null,null,null,null,null,null,null,null,null,null,null,null,null,null,null,null,null,null,null,null,26016.041399999998,26,null,16,"K",9,"16K 9",474,711,276,{"$f":"MIN(AP323,360/'Roof Bay Analysis'!$I$51*AR323)","v":414},10]
[{"$f":"C324*1000+E324+I324/10000","v":26018.0272},{"$f":"C324*1000+E324+J324/10000","v":26018.040799999999},26,null,18,"K",3,"18K 3",272,{"$f":"1.5*I324","v":408},190,{"$f":"MIN(I324,360/'Roof Bay Analysis'!$I$51*K324)","v":272},6.4,null,null,null,null,null,null,null,null,null,null,null,null,null,null,null,null,null,null,null,null,null,{"$f":"AJ324*1000+AL324+AS324/10000","v":26018.0272},26,null,18,"K",3,"18K 3",272,{"$f":"1.5*AP324","v":408},190,{"$f":"MIN(AP324,360/'Roof Bay Analysis'!$I$51*AR324)","v":272},6.4]
[26018.032800000001,26018.049200000001,26,null,{"$f":"VALUE(LEFT(H325,2))","v":18},{"$f":"MID(H325,3,LEN(H325)-4)","v":"K"},{"$f":"VALUE(RIGHT(H325,2))","v":4},"18K 4",328,492,222,{"$f":"MIN(I325,360/'Roof Bay Analysis'!$I$51*K325)","v":328},7.2,null,null,null,null,null,null,null,null,null,null,null,null,null,null,null,null,null,null,null,null,null,26018.032800000001,26,null,{"$f":"VALUE(LEFT(AO325,2))","v":18},{"$f":"MID(AO325,3,LEN(AO325)-4)","v":"K"},{"$f":"VALUE(RIGHT(AO325,2))","v":4},"18K 4",328,492,222,{"$f":"MIN(AP325,360/'Roof Bay Analysis'!$I$51*AR325)","v":328},7.2]
[26018.036899999999,26018.055349999999,26,null,18,"K",5,"18K 5",369,553.5,249,{"$f":"MIN(I326,360/'Roof Bay Analysis'!$I$51*K326)","v":369},7.7,null,null,null,null,null,null,null,null,null,null,null,null,null,null,null,null,null,null,null,null,null,26018.036899999999,26,null,18,"K",5,"18K 5",369,553.5,249,{"$f":"MIN(AP326,360/'Roof Bay Analysis'!$I$51*AR326)","v":369},7.7]
[26018.040199999999,26018.060300000001,26,null,18,"K",6,"18K 6",402,603,271,{"$f":"MIN(I327,360/'Roof Bay Analysis'!$I$51*K327)","v":402},8.4,null,null,null,null,null,null,null,null,null,null,null,null,null,null,null,null,null,null,null,null,null,26018.040199999999,26,null,18,"K",6,"18K 6",402,603,271,{"$f":"MIN(AP327,360/'Roof Bay Analysis'!$I$51*AR327)","v":402},8.4]
[26018.0448,26018.067200000001,26,null,18,"K",7,"18K 7",448,672,299,{"$f":"MIN(I328,360/'Roof Bay Analysis'!$I$51*K328)","v":448},8.9,null,null,null,null,null,null,null,null,null,null,null,null,null,null,null,null,null,null,null,null,null,26018.0448,26,null,18,"K",7,"18K 7",448,672,299,{"$f":"MIN(AP328,360/'Roof Bay Analysis'!$I$51*AR328)","v":448},8.9]
[26018.053800000002,26018.080699999999,26,null,18,"K",9,"18K 9",538,807,354,{"$f":"MIN(I329,360/'Roof Bay Analysis'!$I$51*K329)","v":531},10.1,null,null,null,null,null,null,null,null,null,null,null,null,null,null,null,null,null,null,null,null,null,26018.053100000001,26,null,18,"K",9,"18K 9",538,807,354,{"$f":"MIN(AP329,360/'Roof Bay Analysis'!$I$51*AR329)","v":531},10.1]
[26018.055,26018.0825,26,null,18,"K",10,"18K10",550,825,361,{"$f":"MIN(I330,360/'Roof Bay Analysis'!$I$51*K330)","v":541.5},11.6,null,null,null,null,null,null,null,null,null,null,null,null,null,null,null,null,null,null,null,null,null,26018.05415,26,null,18,"K",10,"18K10",550,825,361,{"$f":"MIN(AP330,360/'Roof Bay Analysis'!$I$51*AR330)","v":541.5},11.6]
[26020.0304,26020.045600000001,26,null,20,"K",3,"20K 3",304,456,236,{"$f":"MIN(I331,360/'Roof Bay Analysis'!$I$51*K331)","v":304},6.5,null,null,null,null,null,null,null,null,null,null,null,null,null,null,null,null,null,null,null,null,null,26020.0304,26,null,20,"K",3,"20K 3",304,456,236,{"$f":"MIN(AP331,360/'Roof Bay Analysis'!$I$51*AR331)","v":304},6.5]
[26020.036599999999,26020.054899999999,26,null,20,"K",4,"20K 4",366,549,277,{"$f":"MIN(I332,360/'Roof Bay Analysis'!$I$51*K332)","v":366},7.2,null,null,null,null,null,null,null,null,null,null,null,null,null,null,null,null,null,null,null,null,null,26020.036599999999,26,null,20,"K",4,"20K 4",366,549,277,{"$f":"MIN(AP332,360/'Roof Bay Analysis'!$I$51*AR332)","v":366},7.2]
[26020.0412,26020.061799999999,26,null,20,"K",5,"20K 5",412,618,310,{"$f":"MIN(I333,360/'Roof Bay Analysis'!$I$51*K333)","v":412},7.7,null,null,null,null,null,null,null,null,null,null,null,null,null,null,null,null,null,null,null,null,null,26020.0412,26,null,20,"K",5,"20K 5",412,618,310,{"$f":"MIN(AP333,360/'Roof Bay Analysis'!$I$51*AR333)","v":412},7.7]
[26020.044900000001,26020.067350000001,26,null,20,"K",6,"20K 6",449,673.5,337,{"$f":"MIN(I334,360/'Roof Bay Analysis'!$I$51*K334)","v":449},8.4,null,null,null,null,null,null,null,null,null,null,null,null,null,null,null,null,null,null,null,null,null,26020.044900000001,26,null,20,"K",6,"20K 6",449,673.5,337,{"$f":"MIN(AP334,360/'Roof Bay Analysis'!$I$51*AR334)","v":449},8.4]
[26020.05,26020.075000000001,26,null,20,"K",7,"20K 7",500,750,373,{"$f":"MIN(I335,360/'Roof Bay Analysis'!$I$51*K335)","v":500},8.9,null,null,null,null,null,null,null,null,null,null,null,null,null,null,null,null,null,null,null,null,null,26020.05,26,null,20,"K",7,"20K 7",500,750,373,{"$f":"MIN(AP335,360/'Roof Bay Analysis'!$I$51*AR335)","v":500},8.9]
[26020.055,26020.0825,26,null,20,"K",9,"20K 9",550,825,405,{"$f":"MIN(I336,360/'Roof Bay Analysis'!$I$51*K336)","v":550},10.1,null,null,null,null,null,null,null,null,null,null,null,null,null,null,null,null,null,null,null,null,null,26020.055,26,null,20,"K",9,"20K 9",550,825,405,{"$f":"MIN(AP336,360/'Roof Bay Analysis'!$I$51*AR336)","v":550},10.1]
[26020.055,26020.0825,26,null,20,"K",10,"20K10",550,825,405,{"$f":"MIN(I337,360/'Roof Bay Analysis'!$I$51*K337)","v":550},11.6,null,null,null,null,null,null,null,null,null,null,null,null,null,null,null,null,null,null,null,null,null,26020.055,26,null,20,"K",10,"20K10",550,825,405,{"$f":"MIN(AP337,360/'Roof Bay Analysis'!$I$51*AR337)","v":550},11.6]
[26022.040400000002,26022.060600000001,26,null,22,"K",4,"22K 4",404,606,338,{"$f":"MIN(I338,360/'Roof Bay Analysis'!$I$51*K338)","v":404},7.3,null,null,null,null,null,null,null,null,null,null,null,null,null,null,null,null,null,null,null,null,null,26022.040400000002,26,null,22,"K",4,"22K 4",404,606,338,{"$f":"MIN(AP338,360/'Roof Bay Analysis'!$I$51*AR338)","v":404},7.3]
[26022.0455,26022.06825,26,null,22,"K",5,"22K 5",455,682.5,379,{"$f":"MIN(I339,360/'Roof Bay Analysis'!$I$51*K339)","v":455},7.7,null,null,null,null,null,null,null,null,null,null,null,null,null,null,null,null,null,null,null,null,null,26022.0455,26,null,22,"K",5,"22K 5",455,682.5,379,{"$f":"MIN(AP339,360/'Roof Bay Analysis'!$I$51*AR339)","v":455},7.7]
[26022.049599999998,26022.074400000001,26,null,22,"K",6,"22K 6",496,744,411,{"$f":"MIN(I340,360/'Roof Bay Analysis'!$I$51*K340)","v":496},8.5,null,null,null,null,null,null,null,null,null,null,null,null,null,null,null,null,null,null,null,null,null,26022.049599999998,26,null,22,"K",6,"22K 6",496,744,411,{"$f":"MIN(AP340,360/'Roof Bay Analysis'!$I$51*AR340)","v":496},8.5]
[26022.055,26022.0825,26,null,22,"K",7,"22K 7",550,825,454,{"$f":"MIN(I341,360/'Roof Bay Analysis'!$I$51*K341)","v":550},9,null,null,null,null,null,null,null,null,null,null,null,null,null,null,null,null,null,null,null,null,null,26022.055,26,null,22,"K",7,"22K 7",550,825,454,{"$f":"MIN(AP341,360/'Roof Bay Analysis'!$I$51*AR341)","v":550},9]
[26022.055,26022.0825,26,null,22,"K",9,"22K 9",550,825,454,{"$f":"MIN(I342,360/'Roof Bay Analysis'!$I$51*K342)","v":550},10.199999999999999,null,null,null,null,null,null,null,null,null,null,null,null,null,null,null,null,null,null,null,null,null,26022.055,26,null,22,"K",9,"22K 9",550,825,454,{"$f":"MIN(AP342,360/'Roof Bay Analysis'!$I$51*AR342)","v":550},10.199999999999999]
[26022.055,26022.0825,26,null,22,"K",10,"22K10",550,825,454,{"$f":"MIN(I343,360/'Roof Bay Analysis'!$I$51*K343)","v":550},11.7,null,null,null,null,null,null,null,null,null,null,null,null,null,null,null,null,null,null,null,null,null,26022.055,26,null,22,"K",10,"22K10",550,825,454,{"$f":"MIN(AP343,360/'Roof Bay Analysis'!$I$51*AR343)","v":550},11.7]
[26022.055,26022.0825,26,null,22,"K",11,"22K11",550,825,454,{"$f":"MIN(I344,360/'Roof Bay Analysis'!$I$51*K344)","v":550},11.9,null,null,null,null,null,null,null,null,null,null,null,null,null,null,null,null,null,null,null,null,null,26022.055,26,null,22,"K",11,"22K11",550,825,454,{"$f":"MIN(AP344,360/'Roof Bay Analysis'!$I$51*AR344)","v":550},11.9]
[26024.0442,26024.066299999999,26,null,24,"K",4,"24K 4",442,663,405,{"$f":"MIN(I345,360/'Roof Bay Analysis'!$I$51*K345)","v":442},7.8,null,null,null,null,null,null,null,null,null,null,null,null,null,null,null,null,null,null,null,null,null,26024.0442,26,null,24,"K",4,"24K 4",442,663,405,{"$f":"MIN(AP345,360/'Roof Bay Analysis'!$I$51*AR345)","v":442},7.8]
[26024.049900000002,26024.074850000001,26,null,24,"K",5,"24K 5",499,748.5,453,{"$f":"MIN(I346,360/'Roof Bay Analysis'!$I$51*K346)","v":499},7.9,null,null,null,null,null,null,null,null,null,null,null,null,null,null,null,null,null,null,null,null,null,26024.049900000002,26,null,24,"K",5,"24K 5",499,748.5,453,{"$f":"MIN(AP346,360/'Roof Bay Analysis'!$I$51*AR346)","v":499},7.9]
[26024.0543,26024.081450000001,26,null,24,"K",6,"24K 6",543,814.5,493,{"$f":"MIN(I347,360/'Roof Bay Analysis'!$I$51*K347)","v":543},8.5,null,null,null,null,null,null,null,null,null,null,null,null,null,null,null,null,null,null,null,null,null,26024.0543,26,null,24,"K",6,"24K 6",543,814.5,493,{"$f":"MIN(AP347,360/'Roof Bay Analysis'!$I$51*AR347)","v":543},8.5]
[26024.055,26024.0825,26,null,24,"K",7,"24K 7",550,825,499,{"$f":"MIN(I348,360/'Roof Bay Analysis'!$I$51*K348)","v":550},9,null,null,null,null,null,null,null,null,null,null,null,null,null,null,null,null,null,null,null,null,null,26024.055,26,null,24,"K",7,"24K 7",550,825,499,{"$f":"MIN(AP348,360/'Roof Bay Analysis'!$I$51*AR348)","v":550},9]
[26024.055,26024.0825,26,null,24,"K",8,"24K 8",550,825,499,{"$f":"MIN(I349,360/'Roof Bay Analysis'!$I$51*K349)","v":550},9.4,null,null,null,null,null,null,null,null,null,null,null,null,null,null,null,null,null,null,null,null,null,26024.055,26,null,24,"K",8,"24K 8",550,825,499,{"$f":"MIN(AP349,360/'Roof Bay Analysis'!$I$51*AR349)","v":550},9.4]
[26024.055,26024.0825,26,null,24,"K",9,"24K 9",550,825,499,{"$f":"MIN(I350,360/'Roof Bay Analysis'!$I$51*K350)","v":550},10.3,null,null,null,null,null,null,null,null,null,null,null,null,null,null,null,null,null,null,null,null,null,26024.055,26,null,24,"K",9,"24K 9",550,825,499,{"$f":"MIN(AP350,360/'Roof Bay Analysis'!$I$51*AR350)","v":550},10.3]
[26024.055,26024.0825,26,null,24,"K",10,"24K10",550,825,499,{"$f":"MIN(I351,360/'Roof Bay Analysis'!$I$51*K351)","v":550},11.7,null,null,null,null,null,null,null,null,null,null,null,null,null,null,null,null,null,null,null,null,null,26024.055,26,null,24,"K",10,"24K10",550,825,499,{"$f":"MIN(AP351,360/'Roof Bay Analysis'!$I$51*AR351)","v":550},11.7]
[26024.055,26024.0825,26,null,24,"K",12,"24K12",550,825,499,{"$f":"MIN(I352,360/'Roof Bay Analysis'!$I$51*K352)","v":550},13.5,null,null,null,null,null,null,null,null,null,null,null,null,null,null,null,null,null,null,null,null,null,26024.055,26,null,24,"K",12,"24K12",550,825,499,{"$f":"MIN(AP352,360/'Roof Bay Analysis'!$I$51*AR352)","v":550},13.5]
[26026.054199999999,26026.081300000002,26,null,26,"K",5,"26K 5",542,813,535,{"$f":"MIN(I353,360/'Roof Bay Analysis'!$I$51*K353)","v":542},8.1,null,null,null,null,null,null,null,null,null,null,null,null,null,null,null,null,null,null,null,null,null,26026.054199999999,26,null,26,"K",5,"26K 5",542,813,535,{"$f":"MIN(AP353,360/'Roof Bay Analysis'!$I$51*AR353)","v":542},8.1]
[26026.055,26026.0825,26,null,26,"K",6,"26K 6",550,825,541,{"$f":"MIN(I354,360/'Roof Bay Analysis'!$I$51*K354)","v":550},8.6,null,null,null,null,null,null,null,null,null,null,null,null,null,null,null,null,null,null,null,null,null,26026.055,26,null,26,"K",6,"26K 6",550,825,541,{"$f":"MIN(AP354,360/'Roof Bay Analysis'!$I$51*AR354)","v":550},8.6]
[26026.055,26026.0825,26,null,26,"K",7,"26K 7",550,825,541,{"$f":"MIN(I355,360/'Roof Bay Analysis'!$I$51*K355)","v":550},9,null,null,null,null,null,null,null,null,null,null,null,null,null,null,null,null,null,null,null,null,null,26026.055,26,null,26,"K",7,"26K 7",550,825,541,{"$f":"MIN(AP355,360/'Roof Bay Analysis'!$I$51*AR355)","v":550},9]
[26026.055,26026.0825,26,null,26,"K",8,"26K 8",550,825,541,{"$f":"MIN(I356,360/'Roof Bay Analysis'!$I$51*K356)","v":550},9.6999999999999993,null,null,null,null,null,null,null,null,null,null,null,null,null,null,null,null,null,null,null,null,null,26026.055,26,null,26,"K",8,"26K 8",550,825,541,{"$f":"MIN(AP356,360/'Roof Bay Analysis'!$I$51*AR356)","v":550},9.6999999999999993]
[26026.055,26026.0825,26,null,26,"K",9,"26K 9",550,825,541,{"$f":"MIN(I357,360/'Roof Bay Analysis'!$I$51*K357)","v":550},10.4,null,null,null,null,null,null,null,null,null,null,null,null,null,null,null,null,null,null,null,null,null,26026.055,26,null,26,"K",9,"26K 9",550,825,541,{"$f":"MIN(AP357,360/'Roof Bay Analysis'!$I$51*AR357)","v":550},10.4]
[26026.055,26026.0825,26,null,26,"K",10,"26K10",550,825,541,{"$f":"MIN(I358,360/'Roof Bay Analysis'!$I$51*K358)","v":550},11.8,null,null,null,null,null,null,null,null,null,null,null,null,null,null,null,null,null,null,null,null,null,26026.055,26,null,26,"K",10,"26K10",550,825,541,{"$f":"MIN(AP358,360/'Roof Bay Analysis'!$I$51*AR358)","v":550},11.8]
[26026.055,26026.0825,26,null,26,"K",12,"26K12",550,825,541,{"$f":"MIN(I359,360/'Roof Bay Analysis'!$I$51*K359)","v":550},13.7,null,null,null,null,null,null,null,null,null,null,null,null,null,null,null,null,null,null,null,null,null,26026.055,26,null,26,"K",12,"26K12",550,825,541,{"$f":"MIN(AP359,360/'Roof Bay Analysis'!$I$51*AR359)","v":550},13.7]
[27014.0193,27014.02895,27,null,14,"K",3,"14K 3",193,289.5,98,{"$f":"MIN(I360,360/'Roof Bay Analysis'!$I$51*K360)","v":147},6,null,null,null,null,null,null,null,null,null,null,null,null,null,null,null,null,null,null,null,null,null,27014.0147,27,null,14,"K",3,"14K 3",193,289.5,98,{"$f":"MIN(AP360,360/'Roof Bay Analysis'!$I$51*AR360)","v":147},6]
[27014.023300000001,27014.034950000001,27,null,14,"K",4,"14K 4",233,349.5,115,{"$f":"MIN(I361,360/'Roof Bay Analysis'!$I$51*K361)","v":172.5},6.7,null,null,null,null,null,null,null,null,null,null,null,null,null,null,null,null,null,null,null,null,null,27014.017250000001,27,null,14,"K",4,"14K 4",233,349.5,115,{"$f":"MIN(AP361,360/'Roof Bay Analysis'!$I$51*AR361)","v":172.5},6.7]
[27014.0285,27014.042750000001,27,null,14,"K",6,"14K 6",285,427.5,139,{"$f":"MIN(I362,360/'Roof Bay Analysis'!$I$51*K362)","v":208.5},7.7,null,null,null,null,null,null,null,null,null,null,null,null,null,null,null,null,null,null,null,null,null,27014.020850000001,27,null,14,"K",6,"14K 6",285,427.5,139,{"$f":"MIN(AP362,360/'Roof Bay Analysis'!$I$51*AR362)","v":208.5},7.7]
[27016.02,27016.03,27,null,16,"K",2,"16K 2",200,300,119,{"$f":"MIN(I363,360/'Roof Bay Analysis'!$I$51*K363)","v":178.5},5.5,null,null,null,null,null,null,null,null,null,null,null,null,null,null,null,null,null,null,null,null,null,27016.01785,27,null,16,"K",2,"16K 2",200,300,119,{"$f":"MIN(AP363,360/'Roof Bay Analysis'!$I$51*AR363)","v":178.5},5.5]
[27016.022300000001,27016.033449999999,27,null,16,"K",3,"16K 3",223,334.5,132,{"$f":"MIN(I364,360/'Roof Bay Analysis'!$I$51*K364)","v":198},6.3,null,null,null,null,null,null,null,null,null,null,null,null,null,null,null,null,null,null,null,null,null,27016.019799999998,27,null,16,"K",3,"16K 3",223,334.5,132,{"$f":"MIN(AP364,360/'Roof Bay Analysis'!$I$51*AR364)","v":198},6.3]
[27016.0268,27016.040199999999,27,null,16,"K",4,"16K 4",268,402,155,{"$f":"MIN(I365,360/'Roof Bay Analysis'!$I$51*K365)","v":232.5},7,null,null,null,null,null,null,null,null,null,null,null,null,null,null,null,null,null,null,null,null,null,27016.023249999998,27,null,16,"K",4,"16K 4",268,402,155,{"$f":"MIN(AP365,360/'Roof Bay Analysis'!$I$51*AR365)","v":232.5},7]
[27016.030200000001,27016.045300000002,27,null,16,"K",5,"16K 5",302,453,173,{"$f":"MIN(I366,360/'Roof Bay Analysis'!$I$51*K366)","v":259.5},7.5,null,null,null,null,null,null,null,null,null,null,null,null,null,null,null,null,null,null,null,null,null,27016.025949999999,27,null,16,"K",5,"16K 5",302,453,173,{"$f":"MIN(AP366,360/'Roof Bay Analysis'!$I$51*AR366)","v":259.5},7.5]
[27016.032899999998,27016.049350000001,27,null,16,"K",6,"16K 6",329,493.5,188,{"$f":"MIN(I367,360/'Roof Bay Analysis'!$I$51*K367)","v":282},8.1,null,null,null,null,null,null,null,null,null,null,null,null,null,null,null,null,null,null,null,null,null,27016.028200000001,27,null,16,"K",6,"16K 6",329,493.5,188,{"$f":"MIN(AP367,360/'Roof Bay Analysis'!$I$51*AR367)","v":282},8.1]
[27016.036599999999,27016.054899999999,27,null,16,"K",7,"16K 7",366,549,208,{"$f":"MIN(I368,360/'Roof Bay Analysis'!$I$51*K368)","v":312},8.6,null,null,null,null,null,null,null,null,null,null,null,null,null,null,null,null,null,null,null,null,null,27016.031200000001,27,null,16,"K",7,"16K 7",366,549,208,{"$f":"MIN(AP368,360/'Roof Bay Analysis'!$I$51*AR368)","v":312},8.6]
[27016.043900000001,27016.065849999999,27,null,16,"K",9,"16K 9",439,658.5,246,{"$f":"MIN(I369,360/'Roof Bay Analysis'!$I$51*K369)","v":369},10,null,null,null,null,null,null,null,null,null,null,null,null,null,null,null,null,null,null,null,null,null,27016.036899999999,27,null,16,"K",9,"16K 9",439,658.5,246,{"$f":"MIN(AP369,360/'Roof Bay Analysis'!$I$51*AR369)","v":369},10]
[27018.0252,27018.037799999998,27,null,18,"K",3,"18K 3",252,378,169,{"$f":"MIN(I370,360/'Roof Bay Analysis'!$I$51*K370)","v":252},6.4,null,null,null,null,null,null,null,null,null,null,null,null,null,null,null,null,null,null,null,null,null,27018.0252,27,null,18,"K",3,"18K 3",252,378,169,{"$f":"MIN(AP370,360/'Roof Bay Analysis'!$I$51*AR370)","v":252},6.4]
[27018.030299999999,27018.045450000001,27,null,18,"K",4,"18K 4",303,454.5,198,{"$f":"MIN(I371,360/'Roof Bay Analysis'!$I$51*K371)","v":297},7.2,null,null,null,null,null,null,null,null,null,null,null,null,null,null,null,null,null,null,null,null,null,27018.029699999999,27,null,18,"K",4,"18K 4",303,454.5,198,{"$f":"MIN(AP371,360/'Roof Bay Analysis'!$I$51*AR371)","v":297},7.2]
[27018.034199999998,27018.051299999999,27,null,18,"K",5,"18K 5",342,513,222,{"$f":"MIN(I372,360/'Roof Bay Analysis'!$I$51*K372)","v":333},7.7,null,null,null,null,null,null,null,null,null,null,null,null,null,null,null,null,null,null,null,null,null,27018.033299999999,27,null,18,"K",5,"18K 5",342,513,222,{"$f":"MIN(AP372,360/'Roof Bay Analysis'!$I$51*AR372)","v":333},7.7]
[27018.037199999999,27018.055799999998,27,null,18,"K",6,"18K 6",372,558,241,{"$f":"MIN(I373,360/'Roof Bay Analysis'!$I$51*K373)","v":361.5},8.4,null,null,null,null,null,null,null,null,null,null,null,null,null,null,null,null,null,null,null,null,null,27018.03615,27,null,18,"K",6,"18K 6",372,558,241,{"$f":"MIN(AP373,360/'Roof Bay Analysis'!$I$51*AR373)","v":361.5},8.4]
[27018.041499999999,27018.062249999999,27,null,18,"K",7,"18K 7",415,622.5,267,{"$f":"MIN(I374,360/'Roof Bay Analysis'!$I$51*K374)","v":400.5},8.9,null,null,null,null,null,null,null,null,null,null,null,null,null,null,null,null,null,null,null,null,null,27018.04005,27,null,18,"K",7,"18K 7",415,622.5,267,{"$f":"MIN(AP374,360/'Roof Bay Analysis'!$I$51*AR374)","v":400.5},8.9]
[27018.049800000001,27018.074700000001,27,null,18,"K",9,"18K 9",498,747,315,{"$f":"MIN(I375,360/'Roof Bay Analysis'!$I$51*K375)","v":472.5},10.1,null,null,null,null,null,null,null,null,null,null,null,null,null,null,null,null,null,null,null,null,null,27018.04725,27,null,18,"K",9,"18K 9",498,747,315,{"$f":"MIN(AP375,360/'Roof Bay Analysis'!$I$51*AR375)","v":472.5},10.1]
[27018.055,27018.0825,27,null,18,"K",10,"18K10",550,825,347,{"$f":"MIN(I376,360/'Roof Bay Analysis'!$I$51*K376)","v":520.5},11.6,null,null,null,null,null,null,null,null,null,null,null,null,null,null,null,null,null,null,null,null,null,27018.052049999998,27,null,18,"K",10,"18K10",550,825,347,{"$f":"MIN(AP376,360/'Roof Bay Analysis'!$I$51*AR376)","v":520.5},11.6]
[27020.0281,27020.042150000001,27,null,20,"K",3,"20K 3",281,421.5,211,{"$f":"MIN(I377,360/'Roof Bay Analysis'!$I$51*K377)","v":281},6.5,null,null,null,null,null,null,null,null,null,null,null,null,null,null,null,null,null,null,null,null,null,27020.0281,27,null,20,"K",3,"20K 3",281,421.5,211,{"$f":"MIN(AP377,360/'Roof Bay Analysis'!$I$51*AR377)","v":281},6.5]
[27020.033899999999,27020.05085,27,null,20,"K",4,"20K 4",339,508.5,247,{"$f":"MIN(I378,360/'Roof Bay Analysis'!$I$51*K378)","v":339},7.2,null,null,null,null,null,null,null,null,null,null,null,null,null,null,null,null,null,null,null,null,null,27020.033899999999,27,null,20,"K",4,"20K 4",339,508.5,247,{"$f":"MIN(AP378,360/'Roof Bay Analysis'!$I$51*AR378)","v":339},7.2]
[27020.038199999999,27020.0573,27,null,20,"K",5,"20K 5",382,573,277,{"$f":"MIN(I379,360/'Roof Bay Analysis'!$I$51*K379)","v":382},7.7,null,null,null,null,null,null,null,null,null,null,null,null,null,null,null,null,null,null,null,null,null,27020.038199999999,27,null,20,"K",5,"20K 5",382,573,277,{"$f":"MIN(AP379,360/'Roof Bay Analysis'!$I$51*AR379)","v":382},7.7]
[27020.0416,27020.062399999999,27,null,20,"K",6,"20K 6",416,624,301,{"$f":"MIN(I380,360/'Roof Bay Analysis'!$I$51*K380)","v":416},8.4,null,null,null,null,null,null,null,null,null,null,null,null,null,null,null,null,null,null,null,null,null,27020.0416,27,null,20,"K",6,"20K 6",416,624,301,{"$f":"MIN(AP380,360/'Roof Bay Analysis'!$I$51*AR380)","v":416},8.4]
[27020.046300000002,27020.069449999999,27,null,20,"K",7,"20K 7",463,694.5,333,{"$f":"MIN(I381,360/'Roof Bay Analysis'!$I$51*K381)","v":463},8.9,null,null,null,null,null,null,null,null,null,null,null,null,null,null,null,null,null,null,null,null,null,27020.046300000002,27,null,20,"K",7,"20K 7",463,694.5,333,{"$f":"MIN(AP381,360/'Roof Bay Analysis'!$I$51*AR381)","v":463},8.9]
[27020.055,27020.0825,27,null,20,"K",9,"20K 9",550,825,389,{"$f":"MIN(I382,360/'Roof Bay Analysis'!$I$51*K382)","v":550},10.1,null,null,null,null,null,null,null,null,null,null,null,null,null,null,null,null,null,null,null,null,null,27020.055,27,null,20,"K",9,"20K 9",550,825,389,{"$f":"MIN(AP382,360/'Roof Bay Analysis'!$I$51*AR382)","v":550},10.1]
[27020.055,27020.0825,27,null,20,"K",10,"20K10",550,825,389,{"$f":"MIN(I383,360/'Roof Bay Analysis'!$I$51*K383)","v":550},11.6,null,null,null,null,null,null,null,null,null,null,null,null,null,null,null,null,null,null,null,null,null,27020.055,27,null,20,"K",10,"20K10",550,825,389,{"$f":"MIN(AP383,360/'Roof Bay Analysis'!$I$51*AR383)","v":550},11.6]
[27022.037400000001,27022.056100000002,27,null,22,"K",4,"22K 4",374,561,301,{"$f":"MIN(I384,360/'Roof Bay Analysis'!$I$51*K384)","v":374},7.3,null,null,null,null,null,null,null,null,null,null,null,null,null,null,null,null,null,null,null,null,null,27022.037400000001,27,null,22,"K",4,"22K 4",374,561,301,{"$f":"MIN(AP384,360/'Roof Bay Analysis'!$I$51*AR384)","v":374},7.3]
[27022.0422,27022.063300000002,27,null,22,"K",5,"22K 5",422,633,337,{"$f":"MIN(I385,360/'Roof Bay Analysis'!$I$51*K385)","v":422},7.7,null,null,null,null,null,null,null,null,null,null,null,null,null,null,null,null,null,null,null,null,null,27022.0422,27,null,22,"K",5,"22K 5",422,633,337,{"$f":"MIN(AP385,360/'Roof Bay Analysis'!$I$51*AR385)","v":422},7.7]
[27022.045900000001,27022.06885,27,null,22,"K",6,"22K 6",459,688.5,367,{"$f":"MIN(I386,360/'Roof Bay Analysis'!$I$51*K386)","v":459},8.5,null,null,null,null,null,null,null,null,null,null,null,null,null,null,null,null,null,null,null,null,null,27022.045900000001,27,null,22,"K",6,"22K 6",459,688.5,367,{"$f":"MIN(AP386,360/'Roof Bay Analysis'!$I$51*AR386)","v":459},8.5]
[27022.051200000002,27022.076799999999,27,null,22,"K",7,"22K 7",512,768,406,{"$f":"MIN(I387,360/'Roof Bay Analysis'!$I$51*K387)","v":512},9,null,null,null,null,null,null,null,null,null,null,null,null,null,null,null,null,null,null,null,null,null,27022.051200000002,27,null,22,"K",7,"22K 7",512,768,406,{"$f":"MIN(AP387,360/'Roof Bay Analysis'!$I$51*AR387)","v":512},9]
[{"$f":"C388*1000+E388+I388/10000","v":27022.055},{"$f":"C388*1000+E388+J388/10000","v":27022.0825},27,null,22,"K",9,"22K 9",550,{"$f":"1.5*I388","v":825},432,{"$f":"MIN(I388,360/'Roof Bay Analysis'!$I$51*K388)","v":550},10.199999999999999,null,null,null,null,null,null,null,null,null,null,null,null,null,null,null,null,null,null,null,null,null,{"$f":"AJ388*1000+AL388+AS388/10000","v":27022.055},27,null,22,"K",9,"22K 9",550,{"$f":"1.5*AP388","v":825},432,{"$f":"MIN(AP388,360/'Roof Bay Analysis'!$I$51*AR388)","v":550},10.199999999999999]
[27022.055,27022.0825,27,null,{"$f":"VALUE(LEFT(H389,2))","v":22},{"$f":"MID(H389,3,LEN(H389)-4)","v":"K"},{"$f":"VALUE(RIGHT(H389,2))","v":10},"22K10",550,825,432,{"$f":"MIN(I389,360/'Roof Bay Analysis'!$I$51*K389)","v":550},11.7,null,null,null,null,null,null,null,null,null,null,null,null,null,null,null,null,null,null,null,null,null,27022.055,27,null,{"$f":"VALUE(LEFT(AO389,2))","v":22},{"$f":"MID(AO389,3,LEN(AO389)-4)","v":"K"},{"$f":"VALUE(RIGHT(AO389,2))","v":10},"22K10",550,825,432,{"$f":"MIN(AP389,360/'Roof Bay Analysis'!$I$51*AR389)","v":550},11.7]
[27022.055,27022.0825,27,null,22,"K",11,"22K11",550,825,432,{"$f":"MIN(I390,360/'Roof Bay Analysis'!$I$51*K390)","v":550},11.9,null,null,null,null,null,null,null,null,null,null,null,null,null,null,null,null,null,null,null,null,null,27022.055,27,null,22,"K",11,"22K11",550,825,432,{"$f":"MIN(AP390,360/'Roof Bay Analysis'!$I$51*AR390)","v":550},11.9]
[27024.041000000001,27024.0615,27,null,24,"K",4,"24K 4",410,615,361,{"$f":"MIN(I391,360/'Roof Bay Analysis'!$I$51*K391)","v":410},7.8,null,null,null,null,null,null,null,null,null,null,null,null,null,null,null,null,null,null,null,null,null,27024.041000000001,27,null,24,"K",4,"24K 4",410,615,361,{"$f":"MIN(AP391,360/'Roof Bay Analysis'!$I$51*AR391)","v":410},7.8]
[27024.046200000001,27024.069299999999,27,null,24,"K",5,"24K 5",462,693,404,{"$f":"MIN(I392,360/'Roof Bay Analysis'!$I$51*K392)","v":462},7.9,null,null,null,null,null,null,null,null,null,null,null,null,null,null,null,null,null,null,null,null,null,27024.046200000001,27,null,24,"K",5,"24K 5",462,693,404,{"$f":"MIN(AP392,360/'Roof Bay Analysis'!$I$51*AR392)","v":462},7.9]
[27024.050299999999,27024.07545,27,null,24,"K",6,"24K 6",503,754.5,439,{"$f":"MIN(I393,360/'Roof Bay Analysis'!$I$51*K393)","v":503},8.5,null,null,null,null,null,null,null,null,null,null,null,null,null,null,null,null,null,null,null,null,null,27024.050299999999,27,null,24,"K",6,"24K 6",503,754.5,439,{"$f":"MIN(AP393,360/'Roof Bay Analysis'!$I$51*AR393)","v":503},8.5]
[27024.055,27024.0825,27,null,24,"K",7,"24K 7",550,825,478,{"$f":"MIN(I394,360/'Roof Bay Analysis'!$I$51*K394)","v":550},9,null,null,null,null,null,null,null,null,null,null,null,null,null,null,null,null,null,null,null,null,null,27024.055,27,null,24,"K",7,"24K 7",550,825,478,{"$f":"MIN(AP394,360/'Roof Bay Analysis'!$I$51*AR394)","v":550},9]
[27024.055,27024.0825,27,null,24,"K",8,"24K 8",550,825,479,{"$f":"MIN(I395,360/'Roof Bay Analysis'!$I$51*K395)","v":550},9.4,null,null,null,null,null,null,null,null,null,null,null,null,null,null,null,null,null,null,null,null,null,27024.055,27,null,24,"K",8,"24K 8",550,825,479,{"$f":"MIN(AP395,360/'Roof Bay Analysis'!$I$51*AR395)","v":550},9.4]
[27024.055,27024.0825,27,null,24,"K",9,"24K 9",550,825,479,{"$f":"MIN(I396,360/'Roof Bay Analysis'!$I$51*K396)","v":550},10.3,null,null,null,null,null,null,null,null,null,null,null,null,null,null,null,null,null,null,null,null,null,27024.055,27,null,24,"K",9,"24K 9",550,825,479,{"$f":"MIN(AP396,360/'Roof Bay Analysis'!$I$51*AR396)","v":550},10.3]
[27024.055,27024.0825,27,null,24,"K",10,"24K10",550,825,479,{"$f":"MIN(I397,360/'Roof Bay Analysis'!$I$51*K397)","v":550},11.7,null,null,null,null,null,null,null,null,null,null,null,null,null,null,null,null,null,null,null,null,null,27024.055,27,null,24,"K",10,"24K10",550,825,479,{"$f":"MIN(AP397,360/'Roof Bay Analysis'!$I$51*AR397)","v":550},11.7]
[27024.055,27024.0825,27,null,24,"K",12,"24K12",550,825,479,{"$f":"MIN(I398,360/'Roof Bay Analysis'!$I$51*K398)","v":550},13.5,null,null,null,null,null,null,null,null,null,null,null,null,null,null,null,null,null,null,null,null,null,27024.055,27,null,24,"K",12,"24K12",550,825,479,{"$f":"MIN(AP398,360/'Roof Bay Analysis'!$I$51*AR398)","v":550},13.5]
[27026.050200000001,27026.0753,27,null,26,"K",5,"26K 5",502,753,477,{"$f":"MIN(I399,360/'Roof Bay Analysis'!$I$51*K399)","v":502},8.1,null,null,null,null,null,null,null,null,null,null,null,null,null,null,null,null,null,null,null,null,null,27026.050200000001,27,null,26,"K",5,"26K 5",502,753,477,{"$f":"MIN(AP399,360/'Roof Bay Analysis'!$I$51*AR399)","v":502},8.1]
[27026.054700000001,27026.082050000001,27,null,26,"K",6,"26K 6",547,820.5,519,{"$f":"MIN(I400,360/'Roof Bay Analysis'!$I$51*K400)","v":547},8.6,null,null,null,null,null,null,null,null,null,null,null,null,null,null,null,null,null,null,null,null,null,27026.054700000001,27,null,26,"K",6,"26K 6",547,820.5,519,{"$f":"MIN(AP400,360/'Roof Bay Analysis'!$I$51*AR400)","v":547},8.6]
[27026.055,27026.0825,27,null,26,"K",7,"26K 7",550,825,522,{"$f":"MIN(I401,360/'Roof Bay Analysis'!$I$51*K401)","v":550},9,null,null,null,null,null,null,null,null,null,null,null,null,null,null,null,null,null,null,null,null,null,27026.055,27,null,26,"K",7,"26K 7",550,825,522,{"$f":"MIN(AP401,360/'Roof Bay Analysis'!$I$51*AR401)","v":550},9]
[27026.055,27026.0825,27,null,26,"K",8,"26K 8",550,825,522,{"$f":"MIN(I402,360/'Roof Bay Analysis'!$I$51*K402)","v":550},9.6999999999999993,null,null,null,null,null,null,null,null,null,null,null,null,null,null,null,null,null,null,null,null,null,27026.055,27,null,26,"K",8,"26K 8",550,825,522,{"$f":"MIN(AP402,360/'Roof Bay Analysis'!$I$51*AR402)","v":550},9.6999999999999993]
[27026.055,27026.0825,27,null,26,"K",9,"26K 9",550,825,522,{"$f":"MIN(I403,360/'Roof Bay Analysis'!$I$51*K403)","v":550},10.4,null,null,null,null,null,null,null,null,null,null,null,null,null,null,null,null,null,null,null,null,null,27026.055,27,null,26,"K",9,"26K 9",550,825,522,{"$f":"MIN(AP403,360/'Roof Bay Analysis'!$I$51*AR403)","v":550},10.4]
[27026.055,27026.0825,27,null,26,"K",10,"26K10",550,825,522,{"$f":"MIN(I404,360/'Roof Bay Analysis'!$I$51*K404)","v":550},11.8,null,null,null,null,null,null,null,null,null,null,null,null,null,null,null,null,null,null,null,null,null,27026.055,27,null,26,"K",10,"26K10",550,825,522,{"$f":"MIN(AP404,360/'Roof Bay Analysis'!$I$51*AR404)","v":550},11.8]
[27026.055,27026.0825,27,null,26,"K",12,"26K12",550,825,522,{"$f":"MIN(I405,360/'Roof Bay Analysis'!$I$51*K405)","v":550},13.7,null,null,null,null,null,null,null,null,null,null,null,null,null,null,null,null,null,null,null,null,null,27026.055,27,null,26,"K",12,"26K12",550,825,522,{"$f":"MIN(AP405,360/'Roof Bay Analysis'!$I$51*AR405)","v":550},13.7]
[28014.018,28014.026999999998,28,null,14,"K",3,"14K 3",180,270,88,{"$f":"MIN(I406,360/'Roof Bay Analysis'!$I$51*K406)","v":132},6,null,null,null,null,null,null,null,null,null,null,null,null,null,null,null,null,null,null,null,null,null,28014.013200000001,28,null,14,"K",3,"14K 3",180,270,88,{"$f":"MIN(AP406,360/'Roof Bay Analysis'!$I$51*AR406)","v":132},6]
[28014.0216,28014.0324,28,null,14,"K",4,"14K 4",216,324,103,{"$f":"MIN(I407,360/'Roof Bay Analysis'!$I$51*K407)","v":154.5},6.7,null,null,null,null,null,null,null,null,null,null,null,null,null,null,null,null,null,null,null,null,null,28014.015449999999,28,null,14,"K",4,"14K 4",216,324,103,{"$f":"MIN(AP407,360/'Roof Bay Analysis'!$I$51*AR407)","v":154.5},6.7]
[28014.0265,28014.03975,28,null,14,"K",6,"14K 6",265,397.5,124,{"$f":"MIN(I408,360/'Roof Bay Analysis'!$I$51*K408)","v":186},7.7,null,null,null,null,null,null,null,null,null,null,null,null,null,null,null,null,null,null,null,null,null,28014.018599999999,28,null,14,"K",6,"14K 6",265,397.5,124,{"$f":"MIN(AP408,360/'Roof Bay Analysis'!$I$51*AR408)","v":186},7.7]
[28016.018599999999,28016.027900000001,28,null,16,"K",2,"16K 2",186,279,106,{"$f":"MIN(I409,360/'Roof Bay Analysis'!$I$51*K409)","v":159},5.5,null,null,null,null,null,null,null,null,null,null,null,null,null,null,null,null,null,null,null,null,null,28016.015899999999,28,null,16,"K",2,"16K 2",186,279,106,{"$f":"MIN(AP409,360/'Roof Bay Analysis'!$I$51*AR409)","v":159},5.5]
[28016.020700000001,28016.031050000001,28,null,16,"K",3,"16K 3",207,310.5,118,{"$f":"MIN(I410,360/'Roof Bay Analysis'!$I$51*K410)","v":177},6.3,null,null,null,null,null,null,null,null,null,null,null,null,null,null,null,null,null,null,null,null,null,28016.0177,28,null,16,"K",3,"16K 3",207,310.5,118,{"$f":"MIN(AP410,360/'Roof Bay Analysis'!$I$51*AR410)","v":177},6.3]
[28016.0249,28016.037349999999,28,null,16,"K",4,"16K 4",249,373.5,138,{"$f":"MIN(I411,360/'Roof Bay Analysis'!$I$51*K411)","v":207},7,null,null,null,null,null,null,null,null,null,null,null,null,null,null,null,null,null,null,null,null,null,28016.020700000001,28,null,16,"K",4,"16K 4",249,373.5,138,{"$f":"MIN(AP411,360/'Roof Bay Analysis'!$I$51*AR411)","v":207},7]
[28016.0281,28016.042150000001,28,null,16,"K",5,"16K 5",281,421.5,155,{"$f":"MIN(I412,360/'Roof Bay Analysis'!$I$51*K412)","v":232.5},7.5,null,null,null,null,null,null,null,null,null,null,null,null,null,null,null,null,null,null,null,null,null,28016.023249999998,28,null,16,"K",5,"16K 5",281,421.5,155,{"$f":"MIN(AP412,360/'Roof Bay Analysis'!$I$51*AR412)","v":232.5},7.5]
[28016.030599999998,28016.045900000001,28,null,16,"K",6,"16K 6",306,459,168,{"$f":"MIN(I413,360/'Roof Bay Analysis'!$I$51*K413)","v":252},8.1,null,null,null,null,null,null,null,null,null,null,null,null,null,null,null,null,null,null,null,null,null,28016.0252,28,null,16,"K",6,"16K 6",306,459,168,{"$f":"MIN(AP413,360/'Roof Bay Analysis'!$I$51*AR413)","v":252},8.1]
[28016.034,28016.050999999999,28,null,16,"K",7,"16K 7",340,510,186,{"$f":"MIN(I414,360/'Roof Bay Analysis'!$I$51*K414)","v":279},8.6,null,null,null,null,null,null,null,null,null,null,null,null,null,null,null,null,null,null,null,null,null,28016.027900000001,28,null,16,"K",7,"16K 7",340,510,186,{"$f":"MIN(AP414,360/'Roof Bay Analysis'!$I$51*AR414)","v":279},8.6]
[28016.040799999999,28016.0612,28,null,16,"K",9,"16K 9",408,612,220,{"$f":"MIN(I415,360/'Roof Bay Analysis'!$I$51*K415)","v":330},10,null,null,null,null,null,null,null,null,null,null,null,null,null,null,null,null,null,null,null,null,null,28016.032999999999,28,null,16,"K",9,"16K 9",408,612,220,{"$f":"MIN(AP415,360/'Roof Bay Analysis'!$I$51*AR415)","v":330},10]
[28018.023399999998,28018.035100000001,28,null,18,"K",3,"18K 3",234,351,151,{"$f":"MIN(I416,360/'Roof Bay Analysis'!$I$51*K416)","v":226.5},6.4,null,null,null,null,null,null,null,null,null,null,null,null,null,null,null,null,null,null,null,null,null,28018.022649999999,28,null,18,"K",3,"18K 3",234,351,151,{"$f":"MIN(AP416,360/'Roof Bay Analysis'!$I$51*AR416)","v":226.5},6.4]
[28018.028200000001,28018.042300000001,28,null,18,"K",4,"18K 4",282,423,177,{"$f":"MIN(I417,360/'Roof Bay Analysis'!$I$51*K417)","v":265.5},7.2,null,null,null,null,null,null,null,null,null,null,null,null,null,null,null,null,null,null,null,null,null,28018.026549999999,28,null,18,"K",4,"18K 4",282,423,177,{"$f":"MIN(AP417,360/'Roof Bay Analysis'!$I$51*AR417)","v":265.5},7.2]
[28018.031800000001,28018.047699999999,28,null,18,"K",5,"18K 5",318,477,199,{"$f":"MIN(I418,360/'Roof Bay Analysis'!$I$51*K418)","v":298.5},7.7,null,null,null,null,null,null,null,null,null,null,null,null,null,null,null,null,null,null,null,null,null,28018.029849999999,28,null,18,"K",5,"18K 5",318,477,199,{"$f":"MIN(AP418,360/'Roof Bay Analysis'!$I$51*AR418)","v":298.5},7.7]
[28018.034599999999,28018.051899999999,28,null,18,"K",6,"18K 6",346,519,216,{"$f":"MIN(I419,360/'Roof Bay Analysis'!$I$51*K419)","v":324},8.4,null,null,null,null,null,null,null,null,null,null,null,null,null,null,null,null,null,null,null,null,null,28018.0324,28,null,18,"K",6,"18K 6",346,519,216,{"$f":"MIN(AP419,360/'Roof Bay Analysis'!$I$51*AR419)","v":324},8.4]
[28018.038499999999,28018.05775,28,null,18,"K",7,"18K 7",385,577.5,239,{"$f":"MIN(I420,360/'Roof Bay Analysis'!$I$51*K420)","v":358.5},8.9,null,null,null,null,null,null,null,null,null,null,null,null,null,null,null,null,null,null,null,null,null,28018.03585,28,null,18,"K",7,"18K 7",385,577.5,239,{"$f":"MIN(AP420,360/'Roof Bay Analysis'!$I$51*AR420)","v":358.5},8.9]
[28018.046300000002,28018.069449999999,28,null,18,"K",9,"18K 9",463,694.5,282,{"$f":"MIN(I421,360/'Roof Bay Analysis'!$I$51*K421)","v":423},10.1,null,null,null,null,null,null,null,null,null,null,null,null,null,null,null,null,null,null,null,null,null,28018.042300000001,28,null,18,"K",9,"18K 9",463,694.5,282,{"$f":"MIN(AP421,360/'Roof Bay Analysis'!$I$51*AR421)","v":423},10.1]
[28018.054800000002,28018.082200000001,28,null,18,"K",10,"18K10",548,822,331,{"$f":"MIN(I422,360/'Roof Bay Analysis'!$I$51*K422)","v":496.5},11.6,null,null,null,null,null,null,null,null,null,null,null,null,null,null,null,null,null,null,null,null,null,28018.049650000001,28,null,18,"K",10,"18K10",548,822,331,{"$f":"MIN(AP422,360/'Roof Bay Analysis'!$I$51*AR422)","v":496.5},11.6]
[28020.026099999999,28020.039150000001,28,null,20,"K",3,"20K 3",261,391.5,189,{"$f":"MIN(I423,360/'Roof Bay Analysis'!$I$51*K423)","v":261},6.5,null,null,null,null,null,null,null,null,null,null,null,null,null,null,null,null,null,null,null,null,null,28020.026099999999,28,null,20,"K",3,"20K 3",261,391.5,189,{"$f":"MIN(AP423,360/'Roof Bay Analysis'!$I$51*AR423)","v":261},6.5]
[28020.031500000001,28020.04725,28,null,20,"K",4,"20K 4",315,472.5,221,{"$f":"MIN(I424,360/'Roof Bay Analysis'!$I$51*K424)","v":315},7.2,null,null,null,null,null,null,null,null,null,null,null,null,null,null,null,null,null,null,null,null,null,28020.031500000001,28,null,20,"K",4,"20K 4",315,472.5,221,{"$f":"MIN(AP424,360/'Roof Bay Analysis'!$I$51*AR424)","v":315},7.2]
[28020.035500000002,28020.053250000001,28,null,20,"K",5,"20K 5",355,532.5,248,{"$f":"MIN(I425,360/'Roof Bay Analysis'!$I$51*K425)","v":355},7.7,null,null,null,null,null,null,null,null,null,null,null,null,null,null,null,null,null,null,null,null,null,28020.035500000002,28,null,20,"K",5,"20K 5",355,532.5,248,{"$f":"MIN(AP425,360/'Roof Bay Analysis'!$I$51*AR425)","v":355},7.7]
[28020.0386,28020.0579,28,null,20,"K",6,"20K 6",386,579,269,{"$f":"MIN(I426,360/'Roof Bay Analysis'!$I$51*K426)","v":386},8.4,null,null,null,null,null,null,null,null,null,null,null,null,null,null,null,null,null,null,null,null,null,28020.0386,28,null,20,"K",6,"20K 6",386,579,269,{"$f":"MIN(AP426,360/'Roof Bay Analysis'!$I$51*AR426)","v":386},8.4]
[28020.043000000001,28020.0645,28,null,20,"K",7,"20K 7",430,645,298,{"$f":"MIN(I427,360/'Roof Bay Analysis'!$I$51*K427)","v":430},8.9,null,null,null,null,null,null,null,null,null,null,null,null,null,null,null,null,null,null,null,null,null,28020.043000000001,28,null,20,"K",7,"20K 7",430,645,298,{"$f":"MIN(AP427,360/'Roof Bay Analysis'!$I$51*AR427)","v":430},8.9]
[28020.0517,28020.077550000002,28,null,20,"K",9,"20K 9",517,775.5,353,{"$f":"MIN(I428,360/'Roof Bay Analysis'!$I$51*K428)","v":517},10.1,null,null,null,null,null,null,null,null,null,null,null,null,null,null,null,null,null,null,null,null,null,28020.0517,28,null,20,"K",9,"20K 9",517,775.5,353,{"$f":"MIN(AP428,360/'Roof Bay Analysis'!$I$51*AR428)","v":517},10.1]
[28020.055,28020.0825,28,null,20,"K",10,"20K10",550,825,375,{"$f":"MIN(I429,360/'Roof Bay Analysis'!$I$51*K429)","v":550},11.6,null,null,null,null,null,null,null,null,null,null,null,null,null,null,null,null,null,null,null,null,null,28020.055,28,null,20,"K",10,"20K10",550,825,375,{"$f":"MIN(AP429,360/'Roof Bay Analysis'!$I$51*AR429)","v":550},11.6]
[28022.034800000001,28022.052199999998,28,null,22,"K",4,"22K 4",348,522,270,{"$f":"MIN(I430,360/'Roof Bay Analysis'!$I$51*K430)","v":348},7.3,null,null,null,null,null,null,null,null,null,null,null,null,null,null,null,null,null,null,null,null,null,28022.034800000001,28,null,22,"K",4,"22K 4",348,522,270,{"$f":"MIN(AP430,360/'Roof Bay Analysis'!$I$51*AR430)","v":348},7.3]
[28022.039199999999,28022.058799999999,28,null,22,"K",5,"22K 5",392,588,302,{"$f":"MIN(I431,360/'Roof Bay Analysis'!$I$51*K431)","v":392},7.7,null,null,null,null,null,null,null,null,null,null,null,null,null,null,null,null,null,null,null,null,null,28022.039199999999,28,null,22,"K",5,"22K 5",392,588,302,{"$f":"MIN(AP431,360/'Roof Bay Analysis'!$I$51*AR431)","v":392},7.7]
[28022.042700000002,28022.064050000001,28,null,22,"K",6,"22K 6",427,640.5,328,{"$f":"MIN(I432,360/'Roof Bay Analysis'!$I$51*K432)","v":427},8.5,null,null,null,null,null,null,null,null,null,null,null,null,null,null,null,null,null,null,null,null,null,28022.042700000002,28,null,22,"K",6,"22K 6",427,640.5,328,{"$f":"MIN(AP432,360/'Roof Bay Analysis'!$I$51*AR432)","v":427},8.5]
[28022.047500000001,28022.071250000001,28,null,22,"K",7,"22K 7",475,712.5,364,{"$f":"MIN(I433,360/'Roof Bay Analysis'!$I$51*K433)","v":475},9,null,null,null,null,null,null,null,null,null,null,null,null,null,null,null,null,null,null,null,null,null,28022.047500000001,28,null,22,"K",7,"22K 7",475,712.5,364,{"$f":"MIN(AP433,360/'Roof Bay Analysis'!$I$51*AR433)","v":475},9]
[28022.055,28022.0825,28,null,22,"K",9,"22K 9",550,825,413,{"$f":"MIN(I434,360/'Roof Bay Analysis'!$I$51*K434)","v":550},10.199999999999999,null,null,null,null,null,null,null,null,null,null,null,null,null,null,null,null,null,null,null,null,null,28022.055,28,null,22,"K",9,"22K 9",550,825,413,{"$f":"MIN(AP434,360/'Roof Bay Analysis'!$I$51*AR434)","v":550},10.199999999999999]
[28022.055,28022.0825,28,null,22,"K",10,"22K10",550,825,413,{"$f":"MIN(I435,360/'Roof Bay Analysis'!$I$51*K435)","v":550},11.7,null,null,null,null,null,null,null,null,null,null,null,null,null,null,null,null,null,null,null,null,null,28022.055,28,null,22,"K",10,"22K10",550,825,413,{"$f":"MIN(AP435,360/'Roof Bay Analysis'!$I$51*AR435)","v":550},11.7]
[28022.055,28022.0825,28,null,22,"K",11,"22K11",550,825,413,{"$f":"MIN(I436,360/'Roof Bay Analysis'!$I$51*K436)","v":550},11.9,null,null,null,null,null,null,null,null,null,null,null,null,null,null,null,null,null,null,null,null,null,28022.055,28,null,22,"K",11,"22K11",550,825,413,{"$f":"MIN(AP436,360/'Roof Bay Analysis'!$I$51*AR436)","v":550},11.9]
[28024.038100000002,28024.057150000001,28,null,24,"K",4,"24K 4",381,571.5,323,{"$f":"MIN(I437,360/'Roof Bay Analysis'!$I$51*K437)","v":381},7.8,null,null,null,null,null,null,null,null,null,null,null,null,null,null,null,null,null,null,null,null,null,28024.038100000002,28,null,24,"K",4,"24K 4",381,571.5,323,{"$f":"MIN(AP437,360/'Roof Bay Analysis'!$I$51*AR437)","v":381},7.8]
[28024.0429,28024.064350000001,28,null,24,"K",5,"24K 5",429,643.5,362,{"$f":"MIN(I438,360/'Roof Bay Analysis'!$I$51*K438)","v":429},7.9,null,null,null,null,null,null,null,null,null,null,null,null,null,null,null,null,null,null,null,null,null,28024.0429,28,null,24,"K",5,"24K 5",429,643.5,362,{"$f":"MIN(AP438,360/'Roof Bay Analysis'!$I$51*AR438)","v":429},7.9]
[28024.046699999999,28024.070049999998,28,null,24,"K",6,"24K 6",467,700.5,393,{"$f":"MIN(I439,360/'Roof Bay Analysis'!$I$51*K439)","v":467},8.5,null,null,null,null,null,null,null,null,null,null,null,null,null,null,null,null,null,null,null,null,null,28024.046699999999,28,null,24,"K",6,"24K 6",467,700.5,393,{"$f":"MIN(AP439,360/'Roof Bay Analysis'!$I$51*AR439)","v":467},8.5]
[28024.052100000001,28024.078150000001,28,null,24,"K",7,"24K 7",521,781.5,436,{"$f":"MIN(I440,360/'Roof Bay Analysis'!$I$51*K440)","v":521},9,null,null,null,null,null,null,null,null,null,null,null,null,null,null,null,null,null,null,null,null,null,28024.052100000001,28,null,24,"K",7,"24K 7",521,781.5,436,{"$f":"MIN(AP440,360/'Roof Bay Analysis'!$I$51*AR440)","v":521},9]
[28024.055,28024.0825,28,null,24,"K",8,"24K 8",550,825,456,{"$f":"MIN(I441,360/'Roof Bay Analysis'!$I$51*K441)","v":550},9.4,null,null,null,null,null,null,null,null,null,null,null,null,null,null,null,null,null,null,null,null,null,28024.055,28,null,24,"K",8,"24K 8",550,825,456,{"$f":"MIN(AP441,360/'Roof Bay Analysis'!$I$51*AR441)","v":550},9.4]
[28024.055,28024.0825,28,null,24,"K",9,"24K 9",550,825,456,{"$f":"MIN(I442,360/'Roof Bay Analysis'!$I$51*K442)","v":550},10.3,null,null,null,null,null,null,null,null,null,null,null,null,null,null,null,null,null,null,null,null,null,28024.055,28,null,24,"K",9,"24K 9",550,825,456,{"$f":"MIN(AP442,360/'Roof Bay Analysis'!$I$51*AR442)","v":550},10.3]
[28024.055,28024.0825,28,null,24,"K",10,"24K10",550,825,456,{"$f":"MIN(I443,360/'Roof Bay Analysis'!$I$51*K443)","v":550},11.7,null,null,null,null,null,null,null,null,null,null,null,null,null,null,null,null,null,null,null,null,null,28024.055,28,null,24,"K",10,"24K10",550,825,456,{"$f":"MIN(AP443,360/'Roof Bay Analysis'!$I$51*AR443)","v":550},11.7]
[28024.055,28024.0825,28,null,24,"K",12,"24K12",550,825,456,{"$f":"MIN(I444,360/'Roof Bay Analysis'!$I$51*K444)","v":550},13.5,null,null,null,null,null,null,null,null,null,null,null,null,null,null,null,null,null,null,null,null,null,28024.055,28,null,24,"K",12,"24K12",550,825,456,{"$f":"MIN(AP444,360/'Roof Bay Analysis'!$I$51*AR444)","v":550},13.5]
[28026.046600000001,28026.069899999999,28,null,26,"K",5,"26K 5",466,699,427,{"$f":"MIN(I445,360/'Roof Bay Analysis'!$I$51*K445)","v":466},8.1,null,null,null,null,null,null,null,null,null,null,null,null,null,null,null,null,null,null,null,null,null,28026.046600000001,28,null,26,"K",5,"26K 5",466,699,427,{"$f":"MIN(AP445,360/'Roof Bay Analysis'!$I$51*AR445)","v":466},8.1]
[28026.050800000001,28026.0762,28,null,26,"K",6,"26K 6",508,762,464,{"$f":"MIN(I446,360/'Roof Bay Analysis'!$I$51*K446)","v":508},8.6,null,null,null,null,null,null,null,null,null,null,null,null,null,null,null,null,null,null,null,null,null,28026.050800000001,28,null,26,"K",6,"26K 6",508,762,464,{"$f":"MIN(AP446,360/'Roof Bay Analysis'!$I$51*AR446)","v":508},8.6]
[28026.055,28026.0825,28,null,26,"K",7,"26K 7",550,825,501,{"$f":"MIN(I447,360/'Roof Bay Analysis'!$I$51*K447)","v":550},9,null,null,null,null,null,null,null,null,null,null,null,null,null,null,null,null,null,null,null,null,null,28026.055,28,null,26,"K",7,"26K 7",550,825,501,{"$f":"MIN(AP447,360/'Roof Bay Analysis'!$I$51*AR447)","v":550},9]
[28026.055,28026.0825,28,null,26,"K",8,"26K 8",550,825,501,{"$f":"MIN(I448,360/'Roof Bay Analysis'!$I$51*K448)","v":550},9.6999999999999993,null,null,null,null,null,null,null,null,null,null,null,null,null,null,null,null,null,null,null,null,null,28026.055,28,null,26,"K",8,"26K 8",550,825,501,{"$f":"MIN(AP448,360/'Roof Bay Analysis'!$I$51*AR448)","v":550},9.6999999999999993]
[28026.055,28026.0825,28,null,26,"K",9,"26K 9",550,825,501,{"$f":"MIN(I449,360/'Roof Bay Analysis'!$I$51*K449)","v":550},10.4,null,null,null,null,null,null,null,null,null,null,null,null,null,null,null,null,null,null,null,null,null,28026.055,28,null,26,"K",9,"26K 9",550,825,501,{"$f":"MIN(AP449,360/'Roof Bay Analysis'!$I$51*AR449)","v":550},10.4]
[28026.055,28026.0825,28,null,26,"K",10,"26K10",550,825,501,{"$f":"MIN(I450,360/'Roof Bay Analysis'!$I$51*K450)","v":550},11.8,null,null,null,null,null,null,null,null,null,null,null,null,null,null,null,null,null,null,null,null,null,28026.055,28,null,26,"K",10,"26K10",550,825,501,{"$f":"MIN(AP450,360/'Roof Bay Analysis'!$I$51*AR450)","v":550},11.8]
[28026.055,28026.0825,28,null,26,"K",12,"26K12",550,825,501,{"$f":"MIN(I451,360/'Roof Bay Analysis'!$I$51*K451)","v":550},13.7,null,null,null,null,null,null,null,null,null,null,null,null,null,null,null,null,null,null,null,null,null,28026.055,28,null,26,"K",12,"26K12",550,825,501,{"$f":"MIN(AP451,360/'Roof Bay Analysis'!$I$51*AR451)","v":550},13.7]
[{"$f":"C452*1000+E452+I452/10000","v":28028.054800000002},{"$f":"C452*1000+E452+J452/10000","v":28028.082200000001},28,null,28,"K",6,"28K 6",548,{"$f":"1.5*I452","v":822},541,{"$f":"MIN(I452,360/'Roof Bay Analysis'!$I$51*K452)","v":548},8.9,null,null,null,null,null,null,null,null,null,null,null,null,null,null,null,null,null,null,null,null,null,{"$f":"AJ452*1000+AL452+AS452/10000","v":28028.054800000002},28,null,28,"K",6,"28K 6",548,{"$f":"1.5*AP452","v":822},541,{"$f":"MIN(AP452,360/'Roof Bay Analysis'!$I$51*AR452)","v":548},8.9]
[28028.055,28028.0825,28,null,{"$f":"VALUE(LEFT(H453,2))","v":28},{"$f":"MID(H453,3,LEN(H453)-4)","v":"K"},{"$f":"VALUE(RIGHT(H453,2))","v":7},"28K 7",550,825,543,{"$f":"MIN(I453,360/'Roof Bay Analysis'!$I$51*K453)","v":550},9.1999999999999993,null,null,null,null,null,null,null,null,null,null,null,null,null,null,null,null,null,null,null,null,null,28028.055,28,null,{"$f":"VALUE(LEFT(AO453,2))","v":28},{"$f":"MID(AO453,3,LEN(AO453)-4)","v":"K"},{"$f":"VALUE(RIGHT(AO453,2))","v":7},"28K 7",550,825,543,{"$f":"MIN(AP453,360/'Roof Bay Analysis'!$I$51*AR453)","v":550},9.1999999999999993]
[28028.055,28028.0825,28,null,28,"K",8,"28K 8",550,825,543,{"$f":"MIN(I454,360/'Roof Bay Analysis'!$I$51*K454)","v":550},9.8000000000000007,null,null,null,null,null,null,null,null,null,null,null,null,null,null,null,null,null,null,null,null,null,28028.055,28,null,28,"K",8,"28K 8",550,825,543,{"$f":"MIN(AP454,360/'Roof Bay Analysis'!$I$51*AR454)","v":550},9.8000000000000007]
[28028.055,28028.0825,28,null,28,"K",9,"28K 9",550,825,543,{"$f":"MIN(I455,360/'Roof Bay Analysis'!$I$51*K455)","v":550},10.5,null,null,null,null,null,null,null,null,null,null,null,null,null,null,null,null,null,null,null,null,null,28028.055,28,null,28,"K",9,"28K 9",550,825,543,{"$f":"MIN(AP455,360/'Roof Bay Analysis'!$I$51*AR455)","v":550},10.5]
[28028.055,28028.0825,28,null,28,"K",10,"28K10",550,825,543,{"$f":"MIN(I456,360/'Roof Bay Analysis'!$I$51*K456)","v":550},11.8,null,null,null,null,null,null,null,null,null,null,null,null,null,null,null,null,null,null,null,null,null,28028.055,28,null,28,"K",10,"28K10",550,825,543,{"$f":"MIN(AP456,360/'Roof Bay Analysis'!$I$51*AR456)","v":550},11.8]
[28028.055,28028.0825,28,null,28,"K",12,"28K12",550,825,543,{"$f":"MIN(I457,360/'Roof Bay Analysis'!$I$51*K457)","v":550},14.5,null,null,null,null,null,null,null,null,null,null,null,null,null,null,null,null,null,null,null,null,null,28028.055,28,null,28,"K",12,"28K12",550,825,543,{"$f":"MIN(AP457,360/'Roof Bay Analysis'!$I$51*AR457)","v":550},14.5]
[29016.0193,29016.02895,29,null,16,"K",3,"16K 3",193,289.5,106,{"$f":"MIN(I458,360/'Roof Bay Analysis'!$I$51*K458)","v":159},6.3,null,null,null,null,null,null,null,null,null,null,null,null,null,null,null,null,null,null,null,null,null,29016.015899999999,29,null,16,"K",3,"16K 3",193,289.5,106,{"$f":"MIN(AP458,360/'Roof Bay Analysis'!$I$51*AR458)","v":159},6.3]
[29016.0232,29016.034800000001,29,null,16,"K",4,"16K 4",232,348,124,{"$f":"MIN(I459,360/'Roof Bay Analysis'!$I$51*K459)","v":186},7,null,null,null,null,null,null,null,null,null,null,null,null,null,null,null,null,null,null,null,null,null,29016.018599999999,29,null,16,"K",4,"16K 4",232,348,124,{"$f":"MIN(AP459,360/'Roof Bay Analysis'!$I$51*AR459)","v":186},7]
[29016.026099999999,29016.039150000001,29,null,16,"K",5,"16K 5",261,391.5,139,{"$f":"MIN(I460,360/'Roof Bay Analysis'!$I$51*K460)","v":208.5},7.5,null,null,null,null,null,null,null,null,null,null,null,null,null,null,null,null,null,null,null,null,null,29016.020850000001,29,null,16,"K",5,"16K 5",261,391.5,139,{"$f":"MIN(AP460,360/'Roof Bay Analysis'!$I$51*AR460)","v":208.5},7.5]
[29016.0285,29016.042750000001,29,null,16,"K",6,"16K 6",285,427.5,151,{"$f":"MIN(I461,360/'Roof Bay Analysis'!$I$51*K461)","v":226.5},8.1,null,null,null,null,null,null,null,null,null,null,null,null,null,null,null,null,null,null,null,null,null,29016.022649999999,29,null,16,"K",6,"16K 6",285,427.5,151,{"$f":"MIN(AP461,360/'Roof Bay Analysis'!$I$51*AR461)","v":226.5},8.1]
[29016.0317,29016.047549999999,29,null,16,"K",7,"16K 7",317,475.5,167,{"$f":"MIN(I462,360/'Roof Bay Analysis'!$I$51*K462)","v":250.5},8.6,null,null,null,null,null,null,null,null,null,null,null,null,null,null,null,null,null,null,null,null,null,29016.02505,29,null,16,"K",7,"16K 7",317,475.5,167,{"$f":"MIN(AP462,360/'Roof Bay Analysis'!$I$51*AR462)","v":250.5},8.6]
[29016.038,29016.057000000001,29,null,16,"K",9,"16K 9",380,570,198,{"$f":"MIN(I463,360/'Roof Bay Analysis'!$I$51*K463)","v":297},10,null,null,null,null,null,null,null,null,null,null,null,null,null,null,null,null,null,null,null,null,null,29016.029699999999,29,null,16,"K",9,"16K 9",380,570,198,{"$f":"MIN(AP463,360/'Roof Bay Analysis'!$I$51*AR463)","v":297},10]
[29018.021799999999,29018.0327,29,null,18,"K",3,"18K 3",218,327,136,{"$f":"MIN(I464,360/'Roof Bay Analysis'!$I$51*K464)","v":204},6.4,null,null,null,null,null,null,null,null,null,null,null,null,null,null,null,null,null,null,null,null,null,29018.020400000001,29,null,18,"K",3,"18K 3",218,327,136,{"$f":"MIN(AP464,360/'Roof Bay Analysis'!$I$51*AR464)","v":204},6.4]
[29018.026300000001,29018.03945,29,null,18,"K",4,"18K 4",263,394.5,159,{"$f":"MIN(I465,360/'Roof Bay Analysis'!$I$51*K465)","v":238.5},7.2,null,null,null,null,null,null,null,null,null,null,null,null,null,null,null,null,null,null,null,null,null,29018.023850000001,29,null,18,"K",4,"18K 4",263,394.5,159,{"$f":"MIN(AP465,360/'Roof Bay Analysis'!$I$51*AR465)","v":238.5},7.2]
[29018.029600000002,29018.044399999999,29,null,18,"K",5,"18K 5",296,444,179,{"$f":"MIN(I466,360/'Roof Bay Analysis'!$I$51*K466)","v":268.5},7.7,null,null,null,null,null,null,null,null,null,null,null,null,null,null,null,null,null,null,null,null,null,29018.026849999998,29,null,18,"K",5,"18K 5",296,444,179,{"$f":"MIN(AP466,360/'Roof Bay Analysis'!$I$51*AR466)","v":268.5},7.7]
[29018.032200000001,29018.048299999999,29,null,18,"K",6,"18K 6",322,483,194,{"$f":"MIN(I467,360/'Roof Bay Analysis'!$I$51*K467)","v":291},8.4,null,null,null,null,null,null,null,null,null,null,null,null,null,null,null,null,null,null,null,null,null,29018.0291,29,null,18,"K",6,"18K 6",322,483,194,{"$f":"MIN(AP467,360/'Roof Bay Analysis'!$I$51*AR467)","v":291},8.4]
[29018.035899999999,29018.05385,29,null,18,"K",7,"18K 7",359,538.5,215,{"$f":"MIN(I468,360/'Roof Bay Analysis'!$I$51*K468)","v":322.5},8.9,null,null,null,null,null,null,null,null,null,null,null,null,null,null,null,null,null,null,null,null,null,29018.03225,29,null,18,"K",7,"18K 7",359,538.5,215,{"$f":"MIN(AP468,360/'Roof Bay Analysis'!$I$51*AR468)","v":322.5},8.9]
[29018.043099999999,29018.06465,29,null,18,"K",9,"18K 9",431,646.5,254,{"$f":"MIN(I469,360/'Roof Bay Analysis'!$I$51*K469)","v":381},10.1,null,null,null,null,null,null,null,null,null,null,null,null,null,null,null,null,null,null,null,null,null,29018.038100000002,29,null,18,"K",9,"18K 9",431,646.5,254,{"$f":"MIN(AP469,360/'Roof Bay Analysis'!$I$51*AR469)","v":381},10.1]
[29018.051100000001,29018.076649999999,29,null,18,"K",10,"18K10",511,766.5,298,{"$f":"MIN(I470,360/'Roof Bay Analysis'!$I$51*K470)","v":447},11.6,null,null,null,null,null,null,null,null,null,null,null,null,null,null,null,null,null,null,null,null,null,29018.044699999999,29,null,18,"K",10,"18K10",511,766.5,298,{"$f":"MIN(AP470,360/'Roof Bay Analysis'!$I$51*AR470)","v":447},11.6]
[29020.024300000001,29020.03645,29,null,20,"K",3,"20K 3",243,364.5,170,{"$f":"MIN(I471,360/'Roof Bay Analysis'!$I$51*K471)","v":243},6.5,null,null,null,null,null,null,null,null,null,null,null,null,null,null,null,null,null,null,null,null,null,29020.024300000001,29,null,20,"K",3,"20K 3",243,364.5,170,{"$f":"MIN(AP471,360/'Roof Bay Analysis'!$I$51*AR471)","v":243},6.5]
[29020.029299999998,29020.043949999999,29,null,20,"K",4,"20K 4",293,439.5,199,{"$f":"MIN(I472,360/'Roof Bay Analysis'!$I$51*K472)","v":293},7.2,null,null,null,null,null,null,null,null,null,null,null,null,null,null,null,null,null,null,null,null,null,29020.029299999998,29,null,20,"K",4,"20K 4",293,439.5,199,{"$f":"MIN(AP472,360/'Roof Bay Analysis'!$I$51*AR472)","v":293},7.2]
[29020.032999999999,29020.049500000001,29,null,20,"K",5,"20K 5",330,495,223,{"$f":"MIN(I473,360/'Roof Bay Analysis'!$I$51*K473)","v":330},7.7,null,null,null,null,null,null,null,null,null,null,null,null,null,null,null,null,null,null,null,null,null,29020.032999999999,29,null,20,"K",5,"20K 5",330,495,223,{"$f":"MIN(AP473,360/'Roof Bay Analysis'!$I$51*AR473)","v":330},7.7]
[29020.036,29020.054,29,null,20,"K",6,"20K 6",360,540,242,{"$f":"MIN(I474,360/'Roof Bay Analysis'!$I$51*K474)","v":360},8.4,null,null,null,null,null,null,null,null,null,null,null,null,null,null,null,null,null,null,null,null,null,29020.036,29,null,20,"K",6,"20K 6",360,540,242,{"$f":"MIN(AP474,360/'Roof Bay Analysis'!$I$51*AR474)","v":360},8.4]
[29020.040099999998,29020.060150000001,29,null,20,"K",7,"20K 7",401,601.5,268,{"$f":"MIN(I475,360/'Roof Bay Analysis'!$I$51*K475)","v":401},8.9,null,null,null,null,null,null,null,null,null,null,null,null,null,null,null,null,null,null,null,null,null,29020.040099999998,29,null,20,"K",7,"20K 7",401,601.5,268,{"$f":"MIN(AP475,360/'Roof Bay Analysis'!$I$51*AR475)","v":401},8.9]
[29020.048200000001,29020.0723,29,null,20,"K",9,"20K 9",482,723,317,{"$f":"MIN(I476,360/'Roof Bay Analysis'!$I$51*K476)","v":475.5},10.1,null,null,null,null,null,null,null,null,null,null,null,null,null,null,null,null,null,null,null,null,null,29020.047549999999,29,null,20,"K",9,"20K 9",482,723,317,{"$f":"MIN(AP476,360/'Roof Bay Analysis'!$I$51*AR476)","v":475.5},10.1]
[29020.055,29020.0825,29,null,20,"K",10,"20K10",550,825,359,{"$f":"MIN(I477,360/'Roof Bay Analysis'!$I$51*K477)","v":538.5},11.6,null,null,null,null,null,null,null,null,null,null,null,null,null,null,null,null,null,null,null,null,null,29020.05385,29,null,20,"K",10,"20K10",550,825,359,{"$f":"MIN(AP477,360/'Roof Bay Analysis'!$I$51*AR477)","v":538.5},11.6]
[29022.0324,29022.048599999998,29,null,22,"K",4,"22K 4",324,486,242,{"$f":"MIN(I478,360/'Roof Bay Analysis'!$I$51*K478)","v":324},7.3,null,null,null,null,null,null,null,null,null,null,null,null,null,null,null,null,null,null,null,null,null,29022.0324,29,null,22,"K",4,"22K 4",324,486,242,{"$f":"MIN(AP478,360/'Roof Bay Analysis'!$I$51*AR478)","v":324},7.3]
[29022.036499999998,29022.054749999999,29,null,22,"K",5,"22K 5",365,547.5,272,{"$f":"MIN(I479,360/'Roof Bay Analysis'!$I$51*K479)","v":365},7.7,null,null,null,null,null,null,null,null,null,null,null,null,null,null,null,null,null,null,null,null,null,29022.036499999998,29,null,22,"K",5,"22K 5",365,547.5,272,{"$f":"MIN(AP479,360/'Roof Bay Analysis'!$I$51*AR479)","v":365},7.7]
[29022.039799999999,29022.059700000002,29,null,22,"K",6,"22K 6",398,597,295,{"$f":"MIN(I480,360/'Roof Bay Analysis'!$I$51*K480)","v":398},8.5,null,null,null,null,null,null,null,null,null,null,null,null,null,null,null,null,null,null,null,null,null,29022.039799999999,29,null,22,"K",6,"22K 6",398,597,295,{"$f":"MIN(AP480,360/'Roof Bay Analysis'!$I$51*AR480)","v":398},8.5]
[29022.044300000001,29022.066449999998,29,null,22,"K",7,"22K 7",443,664.5,327,{"$f":"MIN(I481,360/'Roof Bay Analysis'!$I$51*K481)","v":443},9,null,null,null,null,null,null,null,null,null,null,null,null,null,null,null,null,null,null,null,null,null,29022.044300000001,29,null,22,"K",7,"22K 7",443,664.5,327,{"$f":"MIN(AP481,360/'Roof Bay Analysis'!$I$51*AR481)","v":443},9]
[29022.053199999998,29022.0798,29,null,22,"K",9,"22K 9",532,798,387,{"$f":"MIN(I482,360/'Roof Bay Analysis'!$I$51*K482)","v":532},10.199999999999999,null,null,null,null,null,null,null,null,null,null,null,null,null,null,null,null,null,null,null,null,null,29022.053199999998,29,null,22,"K",9,"22K 9",532,798,387,{"$f":"MIN(AP482,360/'Roof Bay Analysis'!$I$51*AR482)","v":532},10.199999999999999]
[29022.055,29022.0825,29,null,22,"K",10,"22K10",550,825,399,{"$f":"MIN(I483,360/'Roof Bay Analysis'!$I$51*K483)","v":550},11.7,null,null,null,null,null,null,null,null,null,null,null,null,null,null,null,null,null,null,null,null,null,29022.055,29,null,22,"K",10,"22K10",550,825,399,{"$f":"MIN(AP483,360/'Roof Bay Analysis'!$I$51*AR483)","v":550},11.7]
[29022.055,29022.0825,29,null,22,"K",11,"22K11",550,825,399,{"$f":"MIN(I484,360/'Roof Bay Analysis'!$I$51*K484)","v":550},11.9,null,null,null,null,null,null,null,null,null,null,null,null,null,null,null,null,null,null,null,null,null,29022.055,29,null,22,"K",11,"22K11",550,825,399,{"$f":"MIN(AP484,360/'Roof Bay Analysis'!$I$51*AR484)","v":550},11.9]
[29024.035400000001,29024.053100000001,29,null,24,"K",4,"24K 4",354,531,290,{"$f":"MIN(I485,360/'Roof Bay Analysis'!$I$51*K485)","v":354},7.8,null,null,null,null,null,null,null,null,null,null,null,null,null,null,null,null,null,null,null,null,null,29024.035400000001,29,null,24,"K",4,"24K 4",354,531,290,{"$f":"MIN(AP485,360/'Roof Bay Analysis'!$I$51*AR485)","v":354},7.8]
[29024.04,29024.06,29,null,24,"K",5,"24K 5",400,600,325,{"$f":"MIN(I486,360/'Roof Bay Analysis'!$I$51*K486)","v":400},7.9,null,null,null,null,null,null,null,null,null,null,null,null,null,null,null,null,null,null,null,null,null,29024.04,29,null,24,"K",5,"24K 5",400,600,325,{"$f":"MIN(AP486,360/'Roof Bay Analysis'!$I$51*AR486)","v":400},7.9]
[29024.0435,29024.06525,29,null,24,"K",6,"24K 6",435,652.5,354,{"$f":"MIN(I487,360/'Roof Bay Analysis'!$I$51*K487)","v":435},8.5,null,null,null,null,null,null,null,null,null,null,null,null,null,null,null,null,null,null,null,null,null,29024.0435,29,null,24,"K",6,"24K 6",435,652.5,354,{"$f":"MIN(AP487,360/'Roof Bay Analysis'!$I$51*AR487)","v":435},8.5]
[29024.048500000001,29024.072749999999,29,null,24,"K",7,"24K 7",485,727.5,392,{"$f":"MIN(I488,360/'Roof Bay Analysis'!$I$51*K488)","v":485},9,null,null,null,null,null,null,null,null,null,null,null,null,null,null,null,null,null,null,null,null,null,29024.048500000001,29,null,24,"K",7,"24K 7",485,727.5,392,{"$f":"MIN(AP488,360/'Roof Bay Analysis'!$I$51*AR488)","v":485},9]
[29024.053599999999,29024.080399999999,29,null,24,"K",8,"24K 8",536,804,429,{"$f":"MIN(I489,360/'Roof Bay Analysis'!$I$51*K489)","v":536},9.4,null,null,null,null,null,null,null,null,null,null,null,null,null,null,null,null,null,null,null,null,null,29024.053599999999,29,null,24,"K",8,"24K 8",536,804,429,{"$f":"MIN(AP489,360/'Roof Bay Analysis'!$I$51*AR489)","v":536},9.4]
[29024.055,29024.0825,29,null,24,"K",9,"24K 9",550,825,436,{"$f":"MIN(I490,360/'Roof Bay Analysis'!$I$51*K490)","v":550},10.3,null,null,null,null,null,null,null,null,null,null,null,null,null,null,null,null,null,null,null,null,null,29024.055,29,null,24,"K",9,"24K 9",550,825,436,{"$f":"MIN(AP490,360/'Roof Bay Analysis'!$I$51*AR490)","v":550},10.3]
[29024.055,29024.0825,29,null,24,"K",10,"24K10",550,825,436,{"$f":"MIN(I491,360/'Roof Bay Analysis'!$I$51*K491)","v":550},11.7,null,null,null,null,null,null,null,null,null,null,null,null,null,null,null,null,null,null,null,null,null,29024.055,29,null,24,"K",10,"24K10",550,825,436,{"$f":"MIN(AP491,360/'Roof Bay Analysis'!$I$51*AR491)","v":550},11.7]
[29024.055,29024.0825,29,null,24,"K",12,"24K12",550,825,436,{"$f":"MIN(I492,360/'Roof Bay Analysis'!$I$51*K492)","v":550},13.5,null,null,null,null,null,null,null,null,null,null,null,null,null,null,null,null,null,null,null,null,null,29024.055,29,null,24,"K",12,"24K12",550,825,436,{"$f":"MIN(AP492,360/'Roof Bay Analysis'!$I$51*AR492)","v":550},13.5]
[29026.043399999999,29026.0651,29,null,26,"K",5,"26K 5",434,651,384,{"$f":"MIN(I493,360/'Roof Bay Analysis'!$I$51*K493)","v":434},8.1,null,null,null,null,null,null,null,null,null,null,null,null,null,null,null,null,null,null,null,null,null,29026.043399999999,29,null,26,"K",5,"26K 5",434,651,384,{"$f":"MIN(AP493,360/'Roof Bay Analysis'!$I$51*AR493)","v":434},8.1]
[29026.047299999998,29026.070950000001,29,null,26,"K",6,"26K 6",473,709.5,417,{"$f":"MIN(I494,360/'Roof Bay Analysis'!$I$51*K494)","v":473},8.6,null,null,null,null,null,null,null,null,null,null,null,null,null,null,null,null,null,null,null,null,null,29026.047299999998,29,null,26,"K",6,"26K 6",473,709.5,417,{"$f":"MIN(AP494,360/'Roof Bay Analysis'!$I$51*AR494)","v":473},8.6]
[29026.0527,29026.07905,29,null,26,"K",7,"26K 7",527,790.5,463,{"$f":"MIN(I495,360/'Roof Bay Analysis'!$I$51*K495)","v":527},9,null,null,null,null,null,null,null,null,null,null,null,null,null,null,null,null,null,null,null,null,null,29026.0527,29,null,26,"K",7,"26K 7",527,790.5,463,{"$f":"MIN(AP495,360/'Roof Bay Analysis'!$I$51*AR495)","v":527},9]
[29026.055,29026.0825,29,null,26,"K",8,"26K 8",550,825,479,{"$f":"MIN(I496,360/'Roof Bay Analysis'!$I$51*K496)","v":550},9.6999999999999993,null,null,null,null,null,null,null,null,null,null,null,null,null,null,null,null,null,null,null,null,null,29026.055,29,null,26,"K",8,"26K 8",550,825,479,{"$f":"MIN(AP496,360/'Roof Bay Analysis'!$I$51*AR496)","v":550},9.6999999999999993]
[29026.055,29026.0825,29,null,26,"K",9,"26K 9",550,825,479,{"$f":"MIN(I497,360/'Roof Bay Analysis'!$I$51*K497)","v":550},10.4,null,null,null,null,null,null,null,null,null,null,null,null,null,null,null,null,null,null,null,null,null,29026.055,29,null,26,"K",9,"26K 9",550,825,479,{"$f":"MIN(AP497,360/'Roof Bay Analysis'!$I$51*AR497)","v":550},10.4]
[29026.055,29026.0825,29,null,26,"K",10,"26K10",550,825,479,{"$f":"MIN(I498,360/'Roof Bay Analysis'!$I$51*K498)","v":550},11.8,null,null,null,null,null,null,null,null,null,null,null,null,null,null,null,null,null,null,null,null,null,29026.055,29,null,26,"K",10,"26K10",550,825,479,{"$f":"MIN(AP498,360/'Roof Bay Analysis'!$I$51*AR498)","v":550},11.8]
[29026.055,29026.0825,29,null,26,"K",12,"26K12",550,825,479,{"$f":"MIN(I499,360/'Roof Bay Analysis'!$I$51*K499)","v":550},13.7,null,null,null,null,null,null,null,null,null,null,null,null,null,null,null,null,null,null,null,null,null,29026.055,29,null,26,"K",12,"26K12",550,825,479,{"$f":"MIN(AP499,360/'Roof Bay Analysis'!$I$51*AR499)","v":550},13.7]
[29028.051100000001,29028.076649999999,29,null,28,"K",6,"28K 6",511,766.5,486,{"$f":"MIN(I500,360/'Roof Bay Analysis'!$I$51*K500)","v":511},8.9,null,null,null,null,null,null,null,null,null,null,null,null,null,null,null,null,null,null,null,null,null,29028.051100000001,29,null,28,"K",6,"28K 6",511,766.5,486,{"$f":"MIN(AP500,360/'Roof Bay Analysis'!$I$51*AR500)","v":511},8.9]
[29028.055,29028.0825,29,null,28,"K",7,"28K 7",550,825,522,{"$f":"MIN(I501,360/'Roof Bay Analysis'!$I$51*K501)","v":550},9.1999999999999993,null,null,null,null,null,null,null,null,null,null,null,null,null,null,null,null,null,null,null,null,null,29028.055,29,null,28,"K",7,"28K 7",550,825,522,{"$f":"MIN(AP501,360/'Roof Bay Analysis'!$I$51*AR501)","v":550},9.1999999999999993]
[29028.055,29028.0825,29,null,28,"K",8,"28K 8",550,825,522,{"$f":"MIN(I502,360/'Roof Bay Analysis'!$I$51*K502)","v":550},9.8000000000000007,null,null,null,null,null,null,null,null,null,null,null,null,null,null,null,null,null,null,null,null,null,29028.055,29,null,28,"K",8,"28K 8",550,825,522,{"$f":"MIN(AP502,360/'Roof Bay Analysis'!$I$51*AR502)","v":550},9.8000000000000007]
[29028.055,29028.0825,29,null,28,"K",9,"28K 9",550,825,522,{"$f":"MIN(I503,360/'Roof Bay Analysis'!$I$51*K503)","v":550},10.5,null,null,null,null,null,null,null,null,null,null,null,null,null,null,null,null,null,null,null,null,null,29028.055,29,null,28,"K",9,"28K 9",550,825,522,{"$f":"MIN(AP503,360/'Roof Bay Analysis'!$I$51*AR503)","v":550},10.5]
[29028.055,29028.0825,29,null,28,"K",10,"28K10",550,825,522,{"$f":"MIN(I504,360/'Roof Bay Analysis'!$I$51*K504)","v":550},11.8,null,null,null,null,null,null,null,null,null,null,null,null,null,null,null,null,null,null,null,null,null,29028.055,29,null,28,"K",10,"28K10",550,825,522,{"$f":"MIN(AP504,360/'Roof Bay Analysis'!$I$51*AR504)","v":550},11.8]
[29028.055,29028.0825,29,null,28,"K",12,"28K12",550,825,522,{"$f":"MIN(I505,360/'Roof Bay Analysis'!$I$51*K505)","v":550},14.5,null,null,null,null,null,null,null,null,null,null,null,null,null,null,null,null,null,null,null,null,null,29028.055,29,null,28,"K",12,"28K12",550,825,522,{"$f":"MIN(AP505,360/'Roof Bay Analysis'!$I$51*AR505)","v":550},14.5]
[30016.0216,30016.0324,30,null,16,"K",4,"16K 4",216,324,112,{"$f":"MIN(I506,360/'Roof Bay Analysis'!$I$51*K506)","v":168},7,null,null,null,null,null,null,null,null,null,null,null,null,null,null,null,null,null,null,null,null,null,30016.016800000001,30,null,16,"K",4,"16K 4",216,324,112,{"$f":"MIN(AP506,360/'Roof Bay Analysis'!$I$51*AR506)","v":168},7]
[30016.024399999998,30016.036599999999,30,null,16,"K",5,"16K 5",244,366,126,{"$f":"MIN(I507,360/'Roof Bay Analysis'!$I$51*K507)","v":189},7.5,null,null,null,null,null,null,null,null,null,null,null,null,null,null,null,null,null,null,null,null,null,30016.018899999999,30,null,16,"K",5,"16K 5",244,366,126,{"$f":"MIN(AP507,360/'Roof Bay Analysis'!$I$51*AR507)","v":189},7.5]
[30016.026600000001,30016.0399,30,null,16,"K",6,"16K 6",266,399,137,{"$f":"MIN(I508,360/'Roof Bay Analysis'!$I$51*K508)","v":205.5},8.1,null,null,null,null,null,null,null,null,null,null,null,null,null,null,null,null,null,null,null,null,null,30016.020550000001,30,null,16,"K",6,"16K 6",266,399,137,{"$f":"MIN(AP508,360/'Roof Bay Analysis'!$I$51*AR508)","v":205.5},8.1]
[30016.029600000002,30016.044399999999,30,null,16,"K",7,"16K 7",296,444,151,{"$f":"MIN(I509,360/'Roof Bay Analysis'!$I$51*K509)","v":226.5},8.6,null,null,null,null,null,null,null,null,null,null,null,null,null,null,null,null,null,null,null,null,null,30016.022649999999,30,null,16,"K",7,"16K 7",296,444,151,{"$f":"MIN(AP509,360/'Roof Bay Analysis'!$I$51*AR509)","v":226.5},8.6]
[30016.035500000002,30016.053250000001,30,null,16,"K",9,"16K 9",355,532.5,178,{"$f":"MIN(I510,360/'Roof Bay Analysis'!$I$51*K510)","v":267},10,null,null,null,null,null,null,null,null,null,null,null,null,null,null,null,null,null,null,null,null,null,30016.026699999999,30,null,16,"K",9,"16K 9",355,532.5,178,{"$f":"MIN(AP510,360/'Roof Bay Analysis'!$I$51*AR510)","v":267},10]
[30018.0203,30018.030449999998,30,null,18,"K",3,"18K 3",203,304.5,123,{"$f":"MIN(I511,360/'Roof Bay Analysis'!$I$51*K511)","v":184.5},6.4,null,null,null,null,null,null,null,null,null,null,null,null,null,null,null,null,null,null,null,null,null,30018.01845,30,null,18,"K",3,"18K 3",203,304.5,123,{"$f":"MIN(AP511,360/'Roof Bay Analysis'!$I$51*AR511)","v":184.5},6.4]
[30018.0245,30018.036749999999,30,null,18,"K",4,"18K 4",245,367.5,144,{"$f":"MIN(I512,360/'Roof Bay Analysis'!$I$51*K512)","v":216},7.2,null,null,null,null,null,null,null,null,null,null,null,null,null,null,null,null,null,null,null,null,null,30018.0216,30,null,18,"K",4,"18K 4",245,367.5,144,{"$f":"MIN(AP512,360/'Roof Bay Analysis'!$I$51*AR512)","v":216},7.2]
[30018.027600000001,30018.041399999998,30,null,18,"K",5,"18K 5",276,414,161,{"$f":"MIN(I513,360/'Roof Bay Analysis'!$I$51*K513)","v":241.5},7.7,null,null,null,null,null,null,null,null,null,null,null,null,null,null,null,null,null,null,null,null,null,30018.024150000001,30,null,18,"K",5,"18K 5",276,414,161,{"$f":"MIN(AP513,360/'Roof Bay Analysis'!$I$51*AR513)","v":241.5},7.7]
[30018.0301,30018.045150000002,30,null,18,"K",6,"18K 6",301,451.5,175,{"$f":"MIN(I514,360/'Roof Bay Analysis'!$I$51*K514)","v":262.5},8.4,null,null,null,null,null,null,null,null,null,null,null,null,null,null,null,null,null,null,null,null,null,30018.026249999999,30,null,18,"K",6,"18K 6",301,451.5,175,{"$f":"MIN(AP514,360/'Roof Bay Analysis'!$I$51*AR514)","v":262.5},8.4]
[30018.033500000001,30018.05025,30,null,18,"K",7,"18K 7",335,502.5,194,{"$f":"MIN(I515,360/'Roof Bay Analysis'!$I$51*K515)","v":291},8.9,null,null,null,null,null,null,null,null,null,null,null,null,null,null,null,null,null,null,null,null,null,30018.0291,30,null,18,"K",7,"18K 7",335,502.5,194,{"$f":"MIN(AP515,360/'Roof Bay Analysis'!$I$51*AR515)","v":291},8.9]
[{"$f":"C516*1000+E516+I516/10000","v":30018.040199999999},{"$f":"C516*1000+E516+J516/10000","v":30018.060300000001},30,null,18,"K",9,"18K 9",402,{"$f":"1.5*I516","v":603},229,{"$f":"MIN(I516,360/'Roof Bay Analysis'!$I$51*K516)","v":343.5},10.1,null,null,null,null,null,null,null,null,null,null,null,null,null,null,null,null,null,null,null,null,null,{"$f":"AJ516*1000+AL516+AS516/10000","v":30018.034350000002},30,null,18,"K",9,"18K 9",402,{"$f":"1.5*AP516","v":603},229,{"$f":"MIN(AP516,360/'Roof Bay Analysis'!$I$51*AR516)","v":343.5},10.1]
[30018.047699999999,30018.071550000001,30,null,{"$f":"VALUE(LEFT(H517,2))","v":18},{"$f":"MID(H517,3,LEN(H517)-4)","v":"K"},{"$f":"VALUE(RIGHT(H517,2))","v":10},"18K10",477,715.5,269,{"$f":"MIN(I517,360/'Roof Bay Analysis'!$I$51*K517)","v":403.5},11.6,null,null,null,null,null,null,null,null,null,null,null,null,null,null,null,null,null,null,null,null,null,30018.040349999999,30,null,{"$f":"VALUE(LEFT(AO517,2))","v":18},{"$f":"MID(AO517,3,LEN(AO517)-4)","v":"K"},{"$f":"VALUE(RIGHT(AO517,2))","v":10},"18K10",477,715.5,269,{"$f":"MIN(AP517,360/'Roof Bay Analysis'!$I$51*AR517)","v":403.5},11.6]
[30020.022700000001,30020.034049999998,30,null,20,"K",3,"20K 3",227,340.5,153,{"$f":"MIN(I518,360/'Roof Bay Analysis'!$I$51*K518)","v":227},6.5,null,null,null,null,null,null,null,null,null,null,null,null,null,null,null,null,null,null,null,null,null,30020.022700000001,30,null,20,"K",3,"20K 3",227,340.5,153,{"$f":"MIN(AP518,360/'Roof Bay Analysis'!$I$51*AR518)","v":227},6.5]
[30020.027399999999,30020.041099999999,30,null,20,"K",4,"20K 4",274,411,179,{"$f":"MIN(I519,360/'Roof Bay Analysis'!$I$51*K519)","v":268.5},7.2,null,null,null,null,null,null,null,null,null,null,null,null,null,null,null,null,null,null,null,null,null,30020.026849999998,30,null,20,"K",4,"20K 4",274,411,179,{"$f":"MIN(AP519,360/'Roof Bay Analysis'!$I$51*AR519)","v":268.5},7.2]
[30020.0308,30020.046200000001,30,null,20,"K",5,"20K 5",308,462,201,{"$f":"MIN(I520,360/'Roof Bay Analysis'!$I$51*K520)","v":301.5},7.7,null,null,null,null,null,null,null,null,null,null,null,null,null,null,null,null,null,null,null,null,null,30020.030149999999,30,null,20,"K",5,"20K 5",308,462,201,{"$f":"MIN(AP520,360/'Roof Bay Analysis'!$I$51*AR520)","v":301.5},7.7]
[30020.033599999999,30020.0504,30,null,20,"K",6,"20K 6",336,504,218,{"$f":"MIN(I521,360/'Roof Bay Analysis'!$I$51*K521)","v":327},8.4,null,null,null,null,null,null,null,null,null,null,null,null,null,null,null,null,null,null,null,null,null,30020.0327,30,null,20,"K",6,"20K 6",336,504,218,{"$f":"MIN(AP521,360/'Roof Bay Analysis'!$I$51*AR521)","v":327},8.4]
[30020.037400000001,30020.056100000002,30,null,20,"K",7,"20K 7",374,561,242,{"$f":"MIN(I522,360/'Roof Bay Analysis'!$I$51*K522)","v":363},8.9,null,null,null,null,null,null,null,null,null,null,null,null,null,null,null,null,null,null,null,null,null,30020.0363,30,null,20,"K",7,"20K 7",374,561,242,{"$f":"MIN(AP522,360/'Roof Bay Analysis'!$I$51*AR522)","v":363},8.9]
[30020.044999999998,30020.067500000001,30,null,20,"K",9,"20K 9",450,675,286,{"$f":"MIN(I523,360/'Roof Bay Analysis'!$I$51*K523)","v":429},10.1,null,null,null,null,null,null,null,null,null,null,null,null,null,null,null,null,null,null,null,null,null,30020.0429,30,null,20,"K",9,"20K 9",450,675,286,{"$f":"MIN(AP523,360/'Roof Bay Analysis'!$I$51*AR523)","v":429},10.1]
[30020.0533,30020.079949999999,30,null,20,"K",10,"20K10",533,799.5,336,{"$f":"MIN(I524,360/'Roof Bay Analysis'!$I$51*K524)","v":504},11.6,null,null,null,null,null,null,null,null,null,null,null,null,null,null,null,null,null,null,null,null,null,30020.0504,30,null,20,"K",10,"20K10",533,799.5,336,{"$f":"MIN(AP524,360/'Roof Bay Analysis'!$I$51*AR524)","v":504},11.6]
[30022.030200000001,30022.045300000002,30,null,22,"K",4,"22K 4",302,453,219,{"$f":"MIN(I525,360/'Roof Bay Analysis'!$I$51*K525)","v":302},7.3,null,null,null,null,null,null,null,null,null,null,null,null,null,null,null,null,null,null,null,null,null,30022.030200000001,30,null,22,"K",4,"22K 4",302,453,219,{"$f":"MIN(AP525,360/'Roof Bay Analysis'!$I$51*AR525)","v":302},7.3]
[30022.034100000001,30022.051149999999,30,null,22,"K",5,"22K 5",341,511.5,245,{"$f":"MIN(I526,360/'Roof Bay Analysis'!$I$51*K526)","v":341},7.7,null,null,null,null,null,null,null,null,null,null,null,null,null,null,null,null,null,null,null,null,null,30022.034100000001,30,null,22,"K",5,"22K 5",341,511.5,245,{"$f":"MIN(AP526,360/'Roof Bay Analysis'!$I$51*AR526)","v":341},7.7]
[30022.037100000001,30022.055649999998,30,null,22,"K",6,"22K 6",371,556.5,266,{"$f":"MIN(I527,360/'Roof Bay Analysis'!$I$51*K527)","v":371},8.5,null,null,null,null,null,null,null,null,null,null,null,null,null,null,null,null,null,null,null,null,null,30022.037100000001,30,null,22,"K",6,"22K 6",371,556.5,266,{"$f":"MIN(AP527,360/'Roof Bay Analysis'!$I$51*AR527)","v":371},8.5]
[30022.041300000001,30022.061949999999,30,null,22,"K",7,"22K 7",413,619.5,295,{"$f":"MIN(I528,360/'Roof Bay Analysis'!$I$51*K528)","v":413},9,null,null,null,null,null,null,null,null,null,null,null,null,null,null,null,null,null,null,null,null,null,30022.041300000001,30,null,22,"K",7,"22K 7",413,619.5,295,{"$f":"MIN(AP528,360/'Roof Bay Analysis'!$I$51*AR528)","v":413},9]
[30022.0497,30022.074550000001,30,null,22,"K",9,"22K 9",497,745.5,349,{"$f":"MIN(I529,360/'Roof Bay Analysis'!$I$51*K529)","v":497},10.199999999999999,null,null,null,null,null,null,null,null,null,null,null,null,null,null,null,null,null,null,null,null,null,30022.0497,30,null,22,"K",9,"22K 9",497,745.5,349,{"$f":"MIN(AP529,360/'Roof Bay Analysis'!$I$51*AR529)","v":497},10.199999999999999]
[30022.055,30022.0825,30,null,22,"K",10,"22K10",550,825,385,{"$f":"MIN(I530,360/'Roof Bay Analysis'!$I$51*K530)","v":550},11.7,null,null,null,null,null,null,null,null,null,null,null,null,null,null,null,null,null,null,null,null,null,30022.055,30,null,22,"K",10,"22K10",550,825,385,{"$f":"MIN(AP530,360/'Roof Bay Analysis'!$I$51*AR530)","v":550},11.7]
[30022.055,30022.0825,30,null,22,"K",11,"22K11",550,825,385,{"$f":"MIN(I531,360/'Roof Bay Analysis'!$I$51*K531)","v":550},11.9,null,null,null,null,null,null,null,null,null,null,null,null,null,null,null,null,null,null,null,null,null,30022.055,30,null,22,"K",11,"22K11",550,825,385,{"$f":"MIN(AP531,360/'Roof Bay Analysis'!$I$51*AR531)","v":550},11.9]
[30024.033100000001,30024.049650000001,30,null,24,"K",4,"24K 4",331,496.5,262,{"$f":"MIN(I532,360/'Roof Bay Analysis'!$I$51*K532)","v":331},7.8,null,null,null,null,null,null,null,null,null,null,null,null,null,null,null,null,null,null,null,null,null,30024.033100000001,30,null,24,"K",4,"24K 4",331,496.5,262,{"$f":"MIN(AP532,360/'Roof Bay Analysis'!$I$51*AR532)","v":331},7.8]
[30024.0373,30024.055950000002,30,null,24,"K",5,"24K 5",373,559.5,293,{"$f":"MIN(I533,360/'Roof Bay Analysis'!$I$51*K533)","v":373},7.9,null,null,null,null,null,null,null,null,null,null,null,null,null,null,null,null,null,null,null,null,null,30024.0373,30,null,24,"K",5,"24K 5",373,559.5,293,{"$f":"MIN(AP533,360/'Roof Bay Analysis'!$I$51*AR533)","v":373},7.9]
[30024.0406,30024.0609,30,null,24,"K",6,"24K 6",406,609,319,{"$f":"MIN(I534,360/'Roof Bay Analysis'!$I$51*K534)","v":406},8.5,null,null,null,null,null,null,null,null,null,null,null,null,null,null,null,null,null,null,null,null,null,30024.0406,30,null,24,"K",6,"24K 6",406,609,319,{"$f":"MIN(AP534,360/'Roof Bay Analysis'!$I$51*AR534)","v":406},8.5]
[30024.045300000002,30024.067950000001,30,null,24,"K",7,"24K 7",453,679.5,353,{"$f":"MIN(I535,360/'Roof Bay Analysis'!$I$51*K535)","v":453},9,null,null,null,null,null,null,null,null,null,null,null,null,null,null,null,null,null,null,null,null,null,30024.045300000002,30,null,24,"K",7,"24K 7",453,679.5,353,{"$f":"MIN(AP535,360/'Roof Bay Analysis'!$I$51*AR535)","v":453},9]
[30024.05,30024.075000000001,30,null,24,"K",8,"24K 8",500,750,387,{"$f":"MIN(I536,360/'Roof Bay Analysis'!$I$51*K536)","v":500},9.4,null,null,null,null,null,null,null,null,null,null,null,null,null,null,null,null,null,null,null,null,null,30024.05,30,null,24,"K",8,"24K 8",500,750,387,{"$f":"MIN(AP536,360/'Roof Bay Analysis'!$I$51*AR536)","v":500},9.4]
[30024.054400000001,30024.081600000001,30,null,24,"K",9,"24K 9",544,816,419,{"$f":"MIN(I537,360/'Roof Bay Analysis'!$I$51*K537)","v":544},10.3,null,null,null,null,null,null,null,null,null,null,null,null,null,null,null,null,null,null,null,null,null,30024.054400000001,30,null,24,"K",9,"24K 9",544,816,419,{"$f":"MIN(AP537,360/'Roof Bay Analysis'!$I$51*AR537)","v":544},10.3]
[30024.055,30024.0825,30,null,24,"K",10,"24K10",550,825,422,{"$f":"MIN(I538,360/'Roof Bay Analysis'!$I$51*K538)","v":550},11.7,null,null,null,null,null,null,null,null,null,null,null,null,null,null,null,null,null,null,null,null,null,30024.055,30,null,24,"K",10,"24K10",550,825,422,{"$f":"MIN(AP538,360/'Roof Bay Analysis'!$I$51*AR538)","v":550},11.7]
[30024.055,30024.0825,30,null,24,"K",12,"24K12",550,825,422,{"$f":"MIN(I539,360/'Roof Bay Analysis'!$I$51*K539)","v":550},13.5,null,null,null,null,null,null,null,null,null,null,null,null,null,null,null,null,null,null,null,null,null,30024.055,30,null,24,"K",12,"24K12",550,825,422,{"$f":"MIN(AP539,360/'Roof Bay Analysis'!$I$51*AR539)","v":550},13.5]
[30026.040499999999,30026.060750000001,30,null,26,"K",5,"26K 5",405,607.5,346,{"$f":"MIN(I540,360/'Roof Bay Analysis'!$I$51*K540)","v":405},8.1,null,null,null,null,null,null,null,null,null,null,null,null,null,null,null,null,null,null,null,null,null,30026.040499999999,30,null,26,"K",5,"26K 5",405,607.5,346,{"$f":"MIN(AP540,360/'Roof Bay Analysis'!$I$51*AR540)","v":405},8.1]
[30026.044099999999,30026.066149999999,30,null,26,"K",6,"26K 6",441,661.5,377,{"$f":"MIN(I541,360/'Roof Bay Analysis'!$I$51*K541)","v":441},8.6,null,null,null,null,null,null,null,null,null,null,null,null,null,null,null,null,null,null,null,null,null,30026.044099999999,30,null,26,"K",6,"26K 6",441,661.5,377,{"$f":"MIN(AP541,360/'Roof Bay Analysis'!$I$51*AR541)","v":441},8.6]
[30026.049200000001,30026.073799999998,30,null,26,"K",7,"26K 7",492,738,417,{"$f":"MIN(I542,360/'Roof Bay Analysis'!$I$51*K542)","v":492},9,null,null,null,null,null,null,null,null,null,null,null,null,null,null,null,null,null,null,null,null,null,30026.049200000001,30,null,26,"K",7,"26K 7",492,738,417,{"$f":"MIN(AP542,360/'Roof Bay Analysis'!$I$51*AR542)","v":492},9]
[30026.054400000001,30026.081600000001,30,null,26,"K",8,"26K 8",544,816,457,{"$f":"MIN(I543,360/'Roof Bay Analysis'!$I$51*K543)","v":544},9.6999999999999993,null,null,null,null,null,null,null,null,null,null,null,null,null,null,null,null,null,null,null,null,null,30026.054400000001,30,null,26,"K",8,"26K 8",544,816,457,{"$f":"MIN(AP543,360/'Roof Bay Analysis'!$I$51*AR543)","v":544},9.6999999999999993]
[30026.055,30026.0825,30,null,26,"K",9,"26K 9",550,825,459,{"$f":"MIN(I544,360/'Roof Bay Analysis'!$I$51*K544)","v":550},10.4,null,null,null,null,null,null,null,null,null,null,null,null,null,null,null,null,null,null,null,null,null,30026.055,30,null,26,"K",9,"26K 9",550,825,459,{"$f":"MIN(AP544,360/'Roof Bay Analysis'!$I$51*AR544)","v":550},10.4]
[30026.055,30026.0825,30,null,26,"K",10,"26K10",550,825,459,{"$f":"MIN(I545,360/'Roof Bay Analysis'!$I$51*K545)","v":550},11.8,null,null,null,null,null,null,null,null,null,null,null,null,null,null,null,null,null,null,null,null,null,30026.055,30,null,26,"K",10,"26K10",550,825,459,{"$f":"MIN(AP545,360/'Roof Bay Analysis'!$I$51*AR545)","v":550},11.8]
[30026.055,30026.0825,30,null,26,"K",12,"26K12",550,825,459,{"$f":"MIN(I546,360/'Roof Bay Analysis'!$I$51*K546)","v":550},13.7,null,null,null,null,null,null,null,null,null,null,null,null,null,null,null,null,null,null,null,null,null,30026.055,30,null,26,"K",12,"26K12",550,825,459,{"$f":"MIN(AP546,360/'Roof Bay Analysis'!$I$51*AR546)","v":550},13.7]
[30028.047699999999,30028.071550000001,30,null,28,"K",6,"28K 6",477,715.5,439,{"$f":"MIN(I547,360/'Roof Bay Analysis'!$I$51*K547)","v":477},8.9,null,null,null,null,null,null,null,null,null,null,null,null,null,null,null,null,null,null,null,null,null,30028.047699999999,30,null,28,"K",6,"28K 6",477,715.5,439,{"$f":"MIN(AP547,360/'Roof Bay Analysis'!$I$51*AR547)","v":477},8.9]
[30028.053100000001,30028.07965,30,null,28,"K",7,"28K 7",531,796.5,486,{"$f":"MIN(I548,360/'Roof Bay Analysis'!$I$51*K548)","v":531},9.1999999999999993,null,null,null,null,null,null,null,null,null,null,null,null,null,null,null,null,null,null,null,null,null,30028.053100000001,30,null,28,"K",7,"28K 7",531,796.5,486,{"$f":"MIN(AP548,360/'Roof Bay Analysis'!$I$51*AR548)","v":531},9.1999999999999993]
[30028.055,30028.0825,30,null,28,"K",8,"28K 8",550,825,500,{"$f":"MIN(I549,360/'Roof Bay Analysis'!$I$51*K549)","v":550},9.8000000000000007,null,null,null,null,null,null,null,null,null,null,null,null,null,null,null,null,null,null,null,null,null,30028.055,30,null,28,"K",8,"28K 8",550,825,500,{"$f":"MIN(AP549,360/'Roof Bay Analysis'!$I$51*AR549)","v":550},9.8000000000000007]
[30028.055,30028.0825,30,null,28,"K",9,"28K 9",550,825,500,{"$f":"MIN(I550,360/'Roof Bay Analysis'!$I$51*K550)","v":550},10.5,null,null,null,null,null,null,null,null,null,null,null,null,null,null,null,null,null,null,null,null,null,30028.055,30,null,28,"K",9,"28K 9",550,825,500,{"$f":"MIN(AP550,360/'Roof Bay Analysis'!$I$51*AR550)","v":550},10.5]
[30028.055,30028.0825,30,null,28,"K",10,"28K10",550,825,500,{"$f":"MIN(I551,360/'Roof Bay Analysis'!$I$51*K551)","v":550},11.8,null,null,null,null,null,null,null,null,null,null,null,null,null,null,null,null,null,null,null,null,null,30028.055,30,null,28,"K",10,"28K10",550,825,500,{"$f":"MIN(AP551,360/'Roof Bay Analysis'!$I$51*AR551)","v":550},11.8]
[30028.055,30028.0825,30,null,28,"K",12,"28K12",550,825,500,{"$f":"MIN(I552,360/'Roof Bay Analysis'!$I$51*K552)","v":550},14.5,null,null,null,null,null,null,null,null,null,null,null,null,null,null,null,null,null,null,null,null,null,30028.055,30,null,28,"K",12,"28K12",550,825,500,{"$f":"MIN(AP552,360/'Roof Bay Analysis'!$I$51*AR552)","v":550},14.5]
[30030.055,30030.0825,30,null,30,"K",7,"30K 7",550,825,543,{"$f":"MIN(I553,360/'Roof Bay Analysis'!$I$51*K553)","v":550},9.6,null,null,null,null,null,null,null,null,null,null,null,null,null,null,null,null,null,null,null,null,null,30030.055,30,null,30,"K",7,"30K 7",550,825,543,{"$f":"MIN(AP553,360/'Roof Bay Analysis'!$I$51*AR553)","v":550},9.6]
[30030.055,30030.0825,30,null,30,"K",8,"30K 8",550,825,543,{"$f":"MIN(I554,360/'Roof Bay Analysis'!$I$51*K554)","v":550},10,null,null,null,null,null,null,null,null,null,null,null,null,null,null,null,null,null,null,null,null,null,30030.055,30,null,30,"K",8,"30K 8",550,825,543,{"$f":"MIN(AP554,360/'Roof Bay Analysis'!$I$51*AR554)","v":550},10]
[30030.055,30030.0825,30,null,30,"K",9,"30K 9",550,825,543,{"$f":"MIN(I555,360/'Roof Bay Analysis'!$I$51*K555)","v":550},10.6,null,null,null,null,null,null,null,null,null,null,null,null,null,null,null,null,null,null,null,null,null,30030.055,30,null,30,"K",9,"30K 9",550,825,543,{"$f":"MIN(AP555,360/'Roof Bay Analysis'!$I$51*AR555)","v":550},10.6]
[30030.055,30030.0825,30,null,30,"K",10,"30K10",550,825,543,{"$f":"MIN(I556,360/'Roof Bay Analysis'!$I$51*K556)","v":550},11.9,null,null,null,null,null,null,null,null,null,null,null,null,null,null,null,null,null,null,null,null,null,30030.055,30,null,30,"K",10,"30K10",550,825,543,{"$f":"MIN(AP556,360/'Roof Bay Analysis'!$I$51*AR556)","v":550},11.9]
[30030.055,30030.0825,30,null,30,"K",11,"30K11",550,825,543,{"$f":"MIN(I557,360/'Roof Bay Analysis'!$I$51*K557)","v":550},13.3,null,null,null,null,null,null,null,null,null,null,null,null,null,null,null,null,null,null,null,null,null,30030.055,30,null,30,"K",11,"30K11",550,825,543,{"$f":"MIN(AP557,360/'Roof Bay Analysis'!$I$51*AR557)","v":550},13.3]
[30030.055,30030.0825,30,null,30,"K",12,"30K12",550,825,543,{"$f":"MIN(I558,360/'Roof Bay Analysis'!$I$51*K558)","v":550},15,null,null,null,null,null,null,null,null,null,null,null,null,null,null,null,null,null,null,null,null,null,30030.055,30,null,30,"K",12,"30K12",550,825,543,{"$f":"MIN(AP558,360/'Roof Bay Analysis'!$I$51*AR558)","v":550},15]
[31016.0203,31016.030449999998,31,null,16,"K",4,"16K 4",203,304.5,101,{"$f":"MIN(I559,360/'Roof Bay Analysis'!$I$51*K559)","v":151.5},7,null,null,null,null,null,null,null,null,null,null,null,null,null,null,null,null,null,null,null,null,null,31016.015149999999,31,null,16,"K",4,"16K 4",203,304.5,101,{"$f":"MIN(AP559,360/'Roof Bay Analysis'!$I$51*AR559)","v":151.5},7]
[31016.022799999999,31016.034199999998,31,null,16,"K",5,"16K 5",228,342,114,{"$f":"MIN(I560,360/'Roof Bay Analysis'!$I$51*K560)","v":171},7.5,null,null,null,null,null,null,null,null,null,null,null,null,null,null,null,null,null,null,null,null,null,31016.017100000001,31,null,16,"K",5,"16K 5",228,342,114,{"$f":"MIN(AP560,360/'Roof Bay Analysis'!$I$51*AR560)","v":171},7.5]
[31016.0249,31016.037349999999,31,null,16,"K",6,"16K 6",249,373.5,124,{"$f":"MIN(I561,360/'Roof Bay Analysis'!$I$51*K561)","v":186},8.1,null,null,null,null,null,null,null,null,null,null,null,null,null,null,null,null,null,null,null,null,null,31016.018599999999,31,null,16,"K",6,"16K 6",249,373.5,124,{"$f":"MIN(AP561,360/'Roof Bay Analysis'!$I$51*AR561)","v":186},8.1]
[31016.027699999999,31016.041550000002,31,null,16,"K",7,"16K 7",277,415.5,137,{"$f":"MIN(I562,360/'Roof Bay Analysis'!$I$51*K562)","v":205.5},8.6,null,null,null,null,null,null,null,null,null,null,null,null,null,null,null,null,null,null,null,null,null,31016.020550000001,31,null,16,"K",7,"16K 7",277,415.5,137,{"$f":"MIN(AP562,360/'Roof Bay Analysis'!$I$51*AR562)","v":205.5},8.6]
[31016.033200000002,31016.049800000001,31,null,16,"K",9,"16K 9",332,498,161,{"$f":"MIN(I563,360/'Roof Bay Analysis'!$I$51*K563)","v":241.5},10,null,null,null,null,null,null,null,null,null,null,null,null,null,null,null,null,null,null,null,null,null,31016.024150000001,31,null,16,"K",9,"16K 9",332,498,161,{"$f":"MIN(AP563,360/'Roof Bay Analysis'!$I$51*AR563)","v":241.5},10]
[31018.0229,31018.034350000002,31,null,18,"K",4,"18K 4",229,343.5,130,{"$f":"MIN(I564,360/'Roof Bay Analysis'!$I$51*K564)","v":195},7.2,null,null,null,null,null,null,null,null,null,null,null,null,null,null,null,null,null,null,null,null,null,31018.019499999999,31,null,18,"K",4,"18K 4",229,343.5,130,{"$f":"MIN(AP564,360/'Roof Bay Analysis'!$I$51*AR564)","v":195},7.2]
[31018.025799999999,31018.038700000001,31,null,18,"K",5,"18K 5",258,387,146,{"$f":"MIN(I565,360/'Roof Bay Analysis'!$I$51*K565)","v":219},7.7,null,null,null,null,null,null,null,null,null,null,null,null,null,null,null,null,null,null,null,null,null,31018.0219,31,null,18,"K",5,"18K 5",258,387,146,{"$f":"MIN(AP565,360/'Roof Bay Analysis'!$I$51*AR565)","v":219},7.7]
[31018.0281,31018.042150000001,31,null,18,"K",6,"18K 6",281,421.5,158,{"$f":"MIN(I566,360/'Roof Bay Analysis'!$I$51*K566)","v":237},8.4,null,null,null,null,null,null,null,null,null,null,null,null,null,null,null,null,null,null,null,null,null,31018.023700000002,31,null,18,"K",6,"18K 6",281,421.5,158,{"$f":"MIN(AP566,360/'Roof Bay Analysis'!$I$51*AR566)","v":237},8.4]
[31018.031299999999,31018.04695,31,null,18,"K",7,"18K 7",313,469.5,175,{"$f":"MIN(I567,360/'Roof Bay Analysis'!$I$51*K567)","v":262.5},8.9,null,null,null,null,null,null,null,null,null,null,null,null,null,null,null,null,null,null,null,null,null,31018.026249999999,31,null,18,"K",7,"18K 7",313,469.5,175,{"$f":"MIN(AP567,360/'Roof Bay Analysis'!$I$51*AR567)","v":262.5},8.9]
[31018.0376,31018.056400000001,31,null,18,"K",9,"18K 9",376,564,207,{"$f":"MIN(I568,360/'Roof Bay Analysis'!$I$51*K568)","v":310.5},10.1,null,null,null,null,null,null,null,null,null,null,null,null,null,null,null,null,null,null,null,null,null,31018.031050000001,31,null,18,"K",9,"18K 9",376,564,207,{"$f":"MIN(AP568,360/'Roof Bay Analysis'!$I$51*AR568)","v":310.5},10.1]
[31018.044600000001,31018.066900000002,31,null,18,"K",10,"18K10",446,669,243,{"$f":"MIN(I569,360/'Roof Bay Analysis'!$I$51*K569)","v":364.5},11.6,null,null,null,null,null,null,null,null,null,null,null,null,null,null,null,null,null,null,null,null,null,31018.03645,31,null,18,"K",10,"18K10",446,669,243,{"$f":"MIN(AP569,360/'Roof Bay Analysis'!$I$51*AR569)","v":364.5},11.6]
[31020.021199999999,31020.031800000001,31,null,20,"K",3,"20K 3",212,318,138,{"$f":"MIN(I570,360/'Roof Bay Analysis'!$I$51*K570)","v":207},6.5,null,null,null,null,null,null,null,null,null,null,null,null,null,null,null,null,null,null,null,null,null,31020.020700000001,31,null,20,"K",3,"20K 3",212,318,138,{"$f":"MIN(AP570,360/'Roof Bay Analysis'!$I$51*AR570)","v":207},6.5]
[31020.025600000001,31020.038400000001,31,null,20,"K",4,"20K 4",256,384,162,{"$f":"MIN(I571,360/'Roof Bay Analysis'!$I$51*K571)","v":243},7.2,null,null,null,null,null,null,null,null,null,null,null,null,null,null,null,null,null,null,null,null,null,31020.024300000001,31,null,20,"K",4,"20K 4",256,384,162,{"$f":"MIN(AP571,360/'Roof Bay Analysis'!$I$51*AR571)","v":243},7.2]
[31020.028900000001,31020.04335,31,null,20,"K",5,"20K 5",289,433.5,182,{"$f":"MIN(I572,360/'Roof Bay Analysis'!$I$51*K572)","v":273},7.7,null,null,null,null,null,null,null,null,null,null,null,null,null,null,null,null,null,null,null,null,null,31020.027300000002,31,null,20,"K",5,"20K 5",289,433.5,182,{"$f":"MIN(AP572,360/'Roof Bay Analysis'!$I$51*AR572)","v":273},7.7]
[31020.0314,31020.0471,31,null,20,"K",6,"20K 6",314,471,198,{"$f":"MIN(I573,360/'Roof Bay Analysis'!$I$51*K573)","v":297},8.4,null,null,null,null,null,null,null,null,null,null,null,null,null,null,null,null,null,null,null,null,null,31020.029699999999,31,null,20,"K",6,"20K 6",314,471,198,{"$f":"MIN(AP573,360/'Roof Bay Analysis'!$I$51*AR573)","v":297},8.4]
[31020.035,31020.052500000002,31,null,20,"K",7,"20K 7",350,525,219,{"$f":"MIN(I574,360/'Roof Bay Analysis'!$I$51*K574)","v":328.5},8.9,null,null,null,null,null,null,null,null,null,null,null,null,null,null,null,null,null,null,null,null,null,31020.03285,31,null,20,"K",7,"20K 7",350,525,219,{"$f":"MIN(AP574,360/'Roof Bay Analysis'!$I$51*AR574)","v":328.5},8.9]
[31020.042099999999,31020.063150000002,31,null,20,"K",9,"20K 9",421,631.5,259,{"$f":"MIN(I575,360/'Roof Bay Analysis'!$I$51*K575)","v":388.5},10.1,null,null,null,null,null,null,null,null,null,null,null,null,null,null,null,null,null,null,null,null,null,31020.038850000001,31,null,20,"K",9,"20K 9",421,631.5,259,{"$f":"MIN(AP575,360/'Roof Bay Analysis'!$I$51*AR575)","v":388.5},10.1]
[31020.049900000002,31020.074850000001,31,null,20,"K",10,"20K10",499,748.5,304,{"$f":"MIN(I576,360/'Roof Bay Analysis'!$I$51*K576)","v":456},11.6,null,null,null,null,null,null,null,null,null,null,null,null,null,null,null,null,null,null,null,null,null,31020.045600000001,31,null,20,"K",10,"20K10",499,748.5,304,{"$f":"MIN(AP576,360/'Roof Bay Analysis'!$I$51*AR576)","v":456},11.6]
[31022.028300000002,31022.042450000001,31,null,22,"K",4,"22K 4",283,424.5,198,{"$f":"MIN(I577,360/'Roof Bay Analysis'!$I$51*K577)","v":283},7.3,null,null,null,null,null,null,null,null,null,null,null,null,null,null,null,null,null,null,null,null,null,31022.028300000002,31,null,22,"K",4,"22K 4",283,424.5,198,{"$f":"MIN(AP577,360/'Roof Bay Analysis'!$I$51*AR577)","v":283},7.3]
[31022.031900000002,31022.047849999999,31,null,22,"K",5,"22K 5",319,478.5,222,{"$f":"MIN(I578,360/'Roof Bay Analysis'!$I$51*K578)","v":319},7.7,null,null,null,null,null,null,null,null,null,null,null,null,null,null,null,null,null,null,null,null,null,31022.031900000002,31,null,22,"K",5,"22K 5",319,478.5,222,{"$f":"MIN(AP578,360/'Roof Bay Analysis'!$I$51*AR578)","v":319},7.7]
[31022.0347,31022.052049999998,31,null,22,"K",6,"22K 6",347,520.5,241,{"$f":"MIN(I579,360/'Roof Bay Analysis'!$I$51*K579)","v":347},8.5,null,null,null,null,null,null,null,null,null,null,null,null,null,null,null,null,null,null,null,null,null,31022.0347,31,null,22,"K",6,"22K 6",347,520.5,241,{"$f":"MIN(AP579,360/'Roof Bay Analysis'!$I$51*AR579)","v":347},8.5]
[{"$f":"C580*1000+E580+I580/10000","v":31022.038700000001},{"$f":"C580*1000+E580+J580/10000","v":31022.05805},31,null,22,"K",7,"22K 7",387,{"$f":"1.5*I580","v":580.5},267,{"$f":"MIN(I580,360/'Roof Bay Analysis'!$I$51*K580)","v":387},9,null,null,null,null,null,null,null,null,null,null,null,null,null,null,null,null,null,null,null,null,null,{"$f":"AJ580*1000+AL580+AS580/10000","v":31022.038700000001},31,null,22,"K",7,"22K 7",387,{"$f":"1.5*AP580","v":580.5},267,{"$f":"MIN(AP580,360/'Roof Bay Analysis'!$I$51*AR580)","v":387},9]
[31022.0465,31022.069749999999,31,null,{"$f":"VALUE(LEFT(H581,2))","v":22},{"$f":"MID(H581,3,LEN(H581)-4)","v":"K"},{"$f":"VALUE(RIGHT(H581,2))","v":9},"22K 9",465,697.5,316,{"$f":"MIN(I581,360/'Roof Bay Analysis'!$I$51*K581)","v":465},10.199999999999999,null,null,null,null,null,null,null,null,null,null,null,null,null,null,null,null,null,null,null,null,null,31022.0465,31,null,{"$f":"VALUE(LEFT(AO581,2))","v":22},{"$f":"MID(AO581,3,LEN(AO581)-4)","v":"K"},{"$f":"VALUE(RIGHT(AO581,2))","v":9},"22K 9",465,697.5,316,{"$f":"MIN(AP581,360/'Roof Bay Analysis'!$I$51*AR581)","v":465},10.199999999999999]
[31022.055,31022.0825,31,null,22,"K",10,"22K10",550,825,369,{"$f":"MIN(I582,360/'Roof Bay Analysis'!$I$51*K582)","v":550},11.7,null,null,null,null,null,null,null,null,null,null,null,null,null,null,null,null,null,null,null,null,null,31022.055,31,null,22,"K",10,"22K10",550,825,369,{"$f":"MIN(AP582,360/'Roof Bay Analysis'!$I$51*AR582)","v":550},11.7]
[31022.055,31022.0825,31,null,22,"K",11,"22K11",550,825,369,{"$f":"MIN(I583,360/'Roof Bay Analysis'!$I$51*K583)","v":550},11.9,null,null,null,null,null,null,null,null,null,null,null,null,null,null,null,null,null,null,null,null,null,31022.055,31,null,22,"K",11,"22K11",550,825,369,{"$f":"MIN(AP583,360/'Roof Bay Analysis'!$I$51*AR583)","v":550},11.9]
[31024.030999999999,31024.0465,31,null,24,"K",4,"24K 4",310,465,237,{"$f":"MIN(I584,360/'Roof Bay Analysis'!$I$51*K584)","v":310},7.8,null,null,null,null,null,null,null,null,null,null,null,null,null,null,null,null,null,null,null,null,null,31024.030999999999,31,null,24,"K",4,"24K 4",310,465,237,{"$f":"MIN(AP584,360/'Roof Bay Analysis'!$I$51*AR584)","v":310},7.8]
[31024.034899999999,31024.052350000002,31,null,24,"K",5,"24K 5",349,523.5,266,{"$f":"MIN(I585,360/'Roof Bay Analysis'!$I$51*K585)","v":349},7.9,null,null,null,null,null,null,null,null,null,null,null,null,null,null,null,null,null,null,null,null,null,31024.034899999999,31,null,24,"K",5,"24K 5",349,523.5,266,{"$f":"MIN(AP585,360/'Roof Bay Analysis'!$I$51*AR585)","v":349},7.9]
[31024.038,31024.057000000001,31,null,24,"K",6,"24K 6",380,570,289,{"$f":"MIN(I586,360/'Roof Bay Analysis'!$I$51*K586)","v":380},8.5,null,null,null,null,null,null,null,null,null,null,null,null,null,null,null,null,null,null,null,null,null,31024.038,31,null,24,"K",6,"24K 6",380,570,289,{"$f":"MIN(AP586,360/'Roof Bay Analysis'!$I$51*AR586)","v":380},8.5]
[31024.042399999998,31024.063600000001,31,null,24,"K",7,"24K 7",424,636,320,{"$f":"MIN(I587,360/'Roof Bay Analysis'!$I$51*K587)","v":424},9,null,null,null,null,null,null,null,null,null,null,null,null,null,null,null,null,null,null,null,null,null,31024.042399999998,31,null,24,"K",7,"24K 7",424,636,320,{"$f":"MIN(AP587,360/'Roof Bay Analysis'!$I$51*AR587)","v":424},9]
[31024.0468,31024.070199999998,31,null,24,"K",8,"24K 8",468,702,350,{"$f":"MIN(I588,360/'Roof Bay Analysis'!$I$51*K588)","v":468},9.4,null,null,null,null,null,null,null,null,null,null,null,null,null,null,null,null,null,null,null,null,null,31024.0468,31,null,24,"K",8,"24K 8",468,702,350,{"$f":"MIN(AP588,360/'Roof Bay Analysis'!$I$51*AR588)","v":468},9.4]
[31024.050999999999,31024.076499999999,31,null,24,"K",9,"24K 9",510,765,379,{"$f":"MIN(I589,360/'Roof Bay Analysis'!$I$51*K589)","v":510},10.3,null,null,null,null,null,null,null,null,null,null,null,null,null,null,null,null,null,null,null,null,null,31024.050999999999,31,null,24,"K",9,"24K 9",510,765,379,{"$f":"MIN(AP589,360/'Roof Bay Analysis'!$I$51*AR589)","v":510},10.3]
[31024.055,31024.0825,31,null,24,"K",10,"24K10",550,825,410,{"$f":"MIN(I590,360/'Roof Bay Analysis'!$I$51*K590)","v":550},11.7,null,null,null,null,null,null,null,null,null,null,null,null,null,null,null,null,null,null,null,null,null,31024.055,31,null,24,"K",10,"24K10",550,825,410,{"$f":"MIN(AP590,360/'Roof Bay Analysis'!$I$51*AR590)","v":550},11.7]
[31024.055,31024.0825,31,null,24,"K",12,"24K12",550,825,410,{"$f":"MIN(I591,360/'Roof Bay Analysis'!$I$51*K591)","v":550},13.5,null,null,null,null,null,null,null,null,null,null,null,null,null,null,null,null,null,null,null,null,null,31024.055,31,null,24,"K",12,"24K12",550,825,410,{"$f":"MIN(AP591,360/'Roof Bay Analysis'!$I$51*AR591)","v":550},13.5]
[31026.037899999999,31026.056850000001,31,null,26,"K",5,"26K 5",379,568.5,314,{"$f":"MIN(I592,360/'Roof Bay Analysis'!$I$51*K592)","v":379},8.1,null,null,null,null,null,null,null,null,null,null,null,null,null,null,null,null,null,null,null,null,null,31026.037899999999,31,null,26,"K",5,"26K 5",379,568.5,314,{"$f":"MIN(AP592,360/'Roof Bay Analysis'!$I$51*AR592)","v":379},8.1]
[31026.041300000001,31026.061949999999,31,null,26,"K",6,"26K 6",413,619.5,341,{"$f":"MIN(I593,360/'Roof Bay Analysis'!$I$51*K593)","v":413},8.6,null,null,null,null,null,null,null,null,null,null,null,null,null,null,null,null,null,null,null,null,null,31026.041300000001,31,null,26,"K",6,"26K 6",413,619.5,341,{"$f":"MIN(AP593,360/'Roof Bay Analysis'!$I$51*AR593)","v":413},8.6]
[31026.045999999998,31026.069,31,null,26,"K",7,"26K 7",460,690,378,{"$f":"MIN(I594,360/'Roof Bay Analysis'!$I$51*K594)","v":460},9,null,null,null,null,null,null,null,null,null,null,null,null,null,null,null,null,null,null,null,null,null,31026.045999999998,31,null,26,"K",7,"26K 7",460,690,378,{"$f":"MIN(AP594,360/'Roof Bay Analysis'!$I$51*AR594)","v":460},9]
[31026.050899999998,31026.076349999999,31,null,26,"K",8,"26K 8",509,763.5,413,{"$f":"MIN(I595,360/'Roof Bay Analysis'!$I$51*K595)","v":509},9.6999999999999993,null,null,null,null,null,null,null,null,null,null,null,null,null,null,null,null,null,null,null,null,null,31026.050899999998,31,null,26,"K",8,"26K 8",509,763.5,413,{"$f":"MIN(AP595,360/'Roof Bay Analysis'!$I$51*AR595)","v":509},9.6999999999999993]
[31026.055,31026.0825,31,null,26,"K",9,"26K 9",550,825,444,{"$f":"MIN(I596,360/'Roof Bay Analysis'!$I$51*K596)","v":550},10.4,null,null,null,null,null,null,null,null,null,null,null,null,null,null,null,null,null,null,null,null,null,31026.055,31,null,26,"K",9,"26K 9",550,825,444,{"$f":"MIN(AP596,360/'Roof Bay Analysis'!$I$51*AR596)","v":550},10.4]
[31026.055,31026.0825,31,null,26,"K",10,"26K10",550,825,444,{"$f":"MIN(I597,360/'Roof Bay Analysis'!$I$51*K597)","v":550},11.8,null,null,null,null,null,null,null,null,null,null,null,null,null,null,null,null,null,null,null,null,null,31026.055,31,null,26,"K",10,"26K10",550,825,444,{"$f":"MIN(AP597,360/'Roof Bay Analysis'!$I$51*AR597)","v":550},11.8]
[31026.055,31026.0825,31,null,26,"K",12,"26K12",550,825,444,{"$f":"MIN(I598,360/'Roof Bay Analysis'!$I$51*K598)","v":550},13.7,null,null,null,null,null,null,null,null,null,null,null,null,null,null,null,null,null,null,null,null,null,31026.055,31,null,26,"K",12,"26K12",550,825,444,{"$f":"MIN(AP598,360/'Roof Bay Analysis'!$I$51*AR598)","v":550},13.7]
[31028.044600000001,31028.066900000002,31,null,28,"K",6,"28K 6",446,669,397,{"$f":"MIN(I599,360/'Roof Bay Analysis'!$I$51*K599)","v":446},8.9,null,null,null,null,null,null,null,null,null,null,null,null,null,null,null,null,null,null,null,null,null,31028.044600000001,31,null,28,"K",6,"28K 6",446,669,397,{"$f":"MIN(AP599,360/'Roof Bay Analysis'!$I$51*AR599)","v":446},8.9]
[31028.0497,31028.074550000001,31,null,28,"K",7,"28K 7",497,745.5,440,{"$f":"MIN(I600,360/'Roof Bay Analysis'!$I$51*K600)","v":497},9.1999999999999993,null,null,null,null,null,null,null,null,null,null,null,null,null,null,null,null,null,null,null,null,null,31028.0497,31,null,28,"K",7,"28K 7",497,745.5,440,{"$f":"MIN(AP600,360/'Roof Bay Analysis'!$I$51*AR600)","v":497},9.1999999999999993]
[31028.055,31028.0825,31,null,28,"K",8,"28K 8",550,825,480,{"$f":"MIN(I601,360/'Roof Bay Analysis'!$I$51*K601)","v":550},9.8000000000000007,null,null,null,null,null,null,null,null,null,null,null,null,null,null,null,null,null,null,null,null,null,31028.055,31,null,28,"K",8,"28K 8",550,825,480,{"$f":"MIN(AP601,360/'Roof Bay Analysis'!$I$51*AR601)","v":550},9.8000000000000007]
[31028.055,31028.0825,31,null,28,"K",9,"28K 9",550,825,480,{"$f":"MIN(I602,360/'Roof Bay Analysis'!$I$51*K602)","v":550},10.5,null,null,null,null,null,null,null,null,null,null,null,null,null,null,null,null,null,null,null,null,null,31028.055,31,null,28,"K",9,"28K 9",550,825,480,{"$f":"MIN(AP602,360/'Roof Bay Analysis'!$I$51*AR602)","v":550},10.5]
[31028.055,31028.0825,31,null,28,"K",10,"28K10",550,825,480,{"$f":"MIN(I603,360/'Roof Bay Analysis'!$I$51*K603)","v":550},11.8,null,null,null,null,null,null,null,null,null,null,null,null,null,null,null,null,null,null,null,null,null,31028.055,31,null,28,"K",10,"28K10",550,825,480,{"$f":"MIN(AP603,360/'Roof Bay Analysis'!$I$51*AR603)","v":550},11.8]
[31028.055,31028.0825,31,null,28,"K",12,"28K12",550,825,480,{"$f":"MIN(I604,360/'Roof Bay Analysis'!$I$51*K604)","v":550},14.5,null,null,null,null,null,null,null,null,null,null,null,null,null,null,null,null,null,null,null,null,null,31028.055,31,null,28,"K",12,"28K12",550,825,480,{"$f":"MIN(AP604,360/'Roof Bay Analysis'!$I$51*AR604)","v":550},14.5]
[31030.053400000001,31030.080099999999,31,null,30,"K",7,"30K 7",534,801,508,{"$f":"MIN(I605,360/'Roof Bay Analysis'!$I$51*K605)","v":534},9.6,null,null,null,null,null,null,null,null,null,null,null,null,null,null,null,null,null,null,null,null,null,31030.053400000001,31,null,30,"K",7,"30K 7",534,801,508,{"$f":"MIN(AP605,360/'Roof Bay Analysis'!$I$51*AR605)","v":534},9.6]
[31030.055,31030.0825,31,null,30,"K",8,"30K 8",550,825,520,{"$f":"MIN(I606,360/'Roof Bay Analysis'!$I$51*K606)","v":550},10,null,null,null,null,null,null,null,null,null,null,null,null,null,null,null,null,null,null,null,null,null,31030.055,31,null,30,"K",8,"30K 8",550,825,520,{"$f":"MIN(AP606,360/'Roof Bay Analysis'!$I$51*AR606)","v":550},10]
[31030.055,31030.0825,31,null,30,"K",9,"30K 9",550,825,520,{"$f":"MIN(I607,360/'Roof Bay Analysis'!$I$51*K607)","v":550},10.6,null,null,null,null,null,null,null,null,null,null,null,null,null,null,null,null,null,null,null,null,null,31030.055,31,null,30,"K",9,"30K 9",550,825,520,{"$f":"MIN(AP607,360/'Roof Bay Analysis'!$I$51*AR607)","v":550},10.6]
[31030.055,31030.0825,31,null,30,"K",10,"30K10",550,825,520,{"$f":"MIN(I608,360/'Roof Bay Analysis'!$I$51*K608)","v":550},11.9,null,null,null,null,null,null,null,null,null,null,null,null,null,null,null,null,null,null,null,null,null,31030.055,31,null,30,"K",10,"30K10",550,825,520,{"$f":"MIN(AP608,360/'Roof Bay Analysis'!$I$51*AR608)","v":550},11.9]
[31030.055,31030.0825,31,null,30,"K",11,"30K11",550,825,520,{"$f":"MIN(I609,360/'Roof Bay Analysis'!$I$51*K609)","v":550},13.3,null,null,null,null,null,null,null,null,null,null,null,null,null,null,null,null,null,null,null,null,null,31030.055,31,null,30,"K",11,"30K11",550,825,520,{"$f":"MIN(AP609,360/'Roof Bay Analysis'!$I$51*AR609)","v":550},13.3]
[31030.055,31030.0825,31,null,30,"K",12,"30K12",550,825,520,{"$f":"MIN(I610,360/'Roof Bay Analysis'!$I$51*K610)","v":550},15,null,null,null,null,null,null,null,null,null,null,null,null,null,null,null,null,null,null,null,null,null,31030.055,31,null,30,"K",12,"30K12",550,825,520,{"$f":"MIN(AP610,360/'Roof Bay Analysis'!$I$51*AR610)","v":550},15]
[32016.023300000001,32016.034950000001,32,null,16,"K",6,"16K 6",233,349.5,112,{"$f":"MIN(I611,360/'Roof Bay Analysis'!$I$51*K611)","v":168},8.1,null,null,null,null,null,null,null,null,null,null,null,null,null,null,null,null,null,null,null,null,null,32016.016800000001,32,null,16,"K",6,"16K 6",233,349.5,112,{"$f":"MIN(AP611,360/'Roof Bay Analysis'!$I$51*AR611)","v":168},8.1]
[32016.025900000001,32016.038850000001,32,null,16,"K",7,"16K 7",259,388.5,124,{"$f":"MIN(I612,360/'Roof Bay Analysis'!$I$51*K612)","v":186},8.6,null,null,null,null,null,null,null,null,null,null,null,null,null,null,null,null,null,null,null,null,null,32016.018599999999,32,null,16,"K",7,"16K 7",259,388.5,124,{"$f":"MIN(AP612,360/'Roof Bay Analysis'!$I$51*AR612)","v":186},8.6]
[32016.0311,32016.04665,32,null,16,"K",9,"16K 9",311,466.5,147,{"$f":"MIN(I613,360/'Roof Bay Analysis'!$I$51*K613)","v":220.5},10,null,null,null,null,null,null,null,null,null,null,null,null,null,null,null,null,null,null,null,null,null,32016.02205,32,null,16,"K",9,"16K 9",311,466.5,147,{"$f":"MIN(AP613,360/'Roof Bay Analysis'!$I$51*AR613)","v":220.5},10]
[32018.0242,32018.0363,32,null,18,"K",5,"18K 5",242,363,132,{"$f":"MIN(I614,360/'Roof Bay Analysis'!$I$51*K614)","v":198},7.7,null,null,null,null,null,null,null,null,null,null,null,null,null,null,null,null,null,null,null,null,null,32018.019799999998,32,null,18,"K",5,"18K 5",242,363,132,{"$f":"MIN(AP614,360/'Roof Bay Analysis'!$I$51*AR614)","v":198},7.7]
[32018.026399999999,32018.0396,32,null,18,"K",6,"18K 6",264,396,144,{"$f":"MIN(I615,360/'Roof Bay Analysis'!$I$51*K615)","v":216},8.4,null,null,null,null,null,null,null,null,null,null,null,null,null,null,null,null,null,null,null,null,null,32018.0216,32,null,18,"K",6,"18K 6",264,396,144,{"$f":"MIN(AP615,360/'Roof Bay Analysis'!$I$51*AR615)","v":216},8.4]
[32018.029399999999,32018.044099999999,32,null,18,"K",7,"18K 7",294,441,159,{"$f":"MIN(I616,360/'Roof Bay Analysis'!$I$51*K616)","v":238.5},8.9,null,null,null,null,null,null,null,null,null,null,null,null,null,null,null,null,null,null,null,null,null,32018.023850000001,32,null,18,"K",7,"18K 7",294,441,159,{"$f":"MIN(AP616,360/'Roof Bay Analysis'!$I$51*AR616)","v":238.5},8.9]
[32018.0353,32018.052950000001,32,null,18,"K",9,"18K 9",353,529.5,188,{"$f":"MIN(I617,360/'Roof Bay Analysis'!$I$51*K617)","v":282},10.1,null,null,null,null,null,null,null,null,null,null,null,null,null,null,null,null,null,null,null,null,null,32018.028200000001,32,null,18,"K",9,"18K 9",353,529.5,188,{"$f":"MIN(AP617,360/'Roof Bay Analysis'!$I$51*AR617)","v":282},10.1]
[32018.041799999999,32018.062699999999,32,null,18,"K",10,"18K10",418,627,221,{"$f":"MIN(I618,360/'Roof Bay Analysis'!$I$51*K618)","v":331.5},11.6,null,null,null,null,null,null,null,null,null,null,null,null,null,null,null,null,null,null,null,null,null,32018.033149999999,32,null,18,"K",10,"18K10",418,627,221,{"$f":"MIN(AP618,360/'Roof Bay Analysis'!$I$51*AR618)","v":331.5},11.6]
[32020.024000000001,32020.036,32,null,20,"K",4,"20K 4",240,360,147,{"$f":"MIN(I619,360/'Roof Bay Analysis'!$I$51*K619)","v":220.5},7.2,null,null,null,null,null,null,null,null,null,null,null,null,null,null,null,null,null,null,null,null,null,32020.02205,32,null,20,"K",4,"20K 4",240,360,147,{"$f":"MIN(AP619,360/'Roof Bay Analysis'!$I$51*AR619)","v":220.5},7.2]
[32020.027099999999,32020.040649999999,32,null,20,"K",5,"20K 5",271,406.5,165,{"$f":"MIN(I620,360/'Roof Bay Analysis'!$I$51*K620)","v":247.5},7.7,null,null,null,null,null,null,null,null,null,null,null,null,null,null,null,null,null,null,null,null,null,32020.02475,32,null,20,"K",5,"20K 5",271,406.5,165,{"$f":"MIN(AP620,360/'Roof Bay Analysis'!$I$51*AR620)","v":247.5},7.7]
[32020.029500000001,32020.044249999999,32,null,20,"K",6,"20K 6",295,442.5,179,{"$f":"MIN(I621,360/'Roof Bay Analysis'!$I$51*K621)","v":268.5},8.4,null,null,null,null,null,null,null,null,null,null,null,null,null,null,null,null,null,null,null,null,null,32020.026849999998,32,null,20,"K",6,"20K 6",295,442.5,179,{"$f":"MIN(AP621,360/'Roof Bay Analysis'!$I$51*AR621)","v":268.5},8.4]
[32020.032800000001,32020.049200000001,32,null,20,"K",7,"20K 7",328,492,199,{"$f":"MIN(I622,360/'Roof Bay Analysis'!$I$51*K622)","v":298.5},8.9,null,null,null,null,null,null,null,null,null,null,null,null,null,null,null,null,null,null,null,null,null,32020.029849999999,32,null,20,"K",7,"20K 7",328,492,199,{"$f":"MIN(AP622,360/'Roof Bay Analysis'!$I$51*AR622)","v":298.5},8.9]
[32020.039499999999,32020.059249999998,32,null,20,"K",9,"20K 9",395,592.5,235,{"$f":"MIN(I623,360/'Roof Bay Analysis'!$I$51*K623)","v":352.5},10.1,null,null,null,null,null,null,null,null,null,null,null,null,null,null,null,null,null,null,null,null,null,32020.035250000001,32,null,20,"K",9,"20K 9",395,592.5,235,{"$f":"MIN(AP623,360/'Roof Bay Analysis'!$I$51*AR623)","v":352.5},10.1]
[32020.0468,32020.070199999998,32,null,20,"K",10,"20K10",468,702,276,{"$f":"MIN(I624,360/'Roof Bay Analysis'!$I$51*K624)","v":414},11.6,null,null,null,null,null,null,null,null,null,null,null,null,null,null,null,null,null,null,null,null,null,32020.041399999998,32,null,20,"K",10,"20K10",468,702,276,{"$f":"MIN(AP624,360/'Roof Bay Analysis'!$I$51*AR624)","v":414},11.6]
[32022.0265,32022.03975,32,null,22,"K",4,"22K 4",265,397.5,180,{"$f":"MIN(I625,360/'Roof Bay Analysis'!$I$51*K625)","v":265},7.3,null,null,null,null,null,null,null,null,null,null,null,null,null,null,null,null,null,null,null,null,null,32022.0265,32,null,22,"K",4,"22K 4",265,397.5,180,{"$f":"MIN(AP625,360/'Roof Bay Analysis'!$I$51*AR625)","v":265},7.3]
[32022.029900000001,32022.044849999998,32,null,22,"K",5,"22K 5",299,448.5,201,{"$f":"MIN(I626,360/'Roof Bay Analysis'!$I$51*K626)","v":299},7.7,null,null,null,null,null,null,null,null,null,null,null,null,null,null,null,null,null,null,null,null,null,32022.029900000001,32,null,22,"K",5,"22K 5",299,448.5,201,{"$f":"MIN(AP626,360/'Roof Bay Analysis'!$I$51*AR626)","v":299},7.7]
[32022.032599999999,32022.048900000002,32,null,22,"K",6,"22K 6",326,489,219,{"$f":"MIN(I627,360/'Roof Bay Analysis'!$I$51*K627)","v":326},8.5,null,null,null,null,null,null,null,null,null,null,null,null,null,null,null,null,null,null,null,null,null,32022.032599999999,32,null,22,"K",6,"22K 6",326,489,219,{"$f":"MIN(AP627,360/'Roof Bay Analysis'!$I$51*AR627)","v":326},8.5]
[32022.0363,32022.05445,32,null,22,"K",7,"22K 7",363,544.5,242,{"$f":"MIN(I628,360/'Roof Bay Analysis'!$I$51*K628)","v":363},9,null,null,null,null,null,null,null,null,null,null,null,null,null,null,null,null,null,null,null,null,null,32022.0363,32,null,22,"K",7,"22K 7",363,544.5,242,{"$f":"MIN(AP628,360/'Roof Bay Analysis'!$I$51*AR628)","v":363},9]
[32022.043600000001,32022.065399999999,32,null,22,"K",9,"22K 9",436,654,287,{"$f":"MIN(I629,360/'Roof Bay Analysis'!$I$51*K629)","v":430.5},10.199999999999999,null,null,null,null,null,null,null,null,null,null,null,null,null,null,null,null,null,null,null,null,null,32022.04305,32,null,22,"K",9,"22K 9",436,654,287,{"$f":"MIN(AP629,360/'Roof Bay Analysis'!$I$51*AR629)","v":430.5},10.199999999999999]
[32022.0517,32022.077550000002,32,null,22,"K",10,"22K10",517,775.5,337,{"$f":"MIN(I630,360/'Roof Bay Analysis'!$I$51*K630)","v":505.5},11.7,null,null,null,null,null,null,null,null,null,null,null,null,null,null,null,null,null,null,null,null,null,32022.05055,32,null,22,"K",10,"22K10",517,775.5,337,{"$f":"MIN(AP630,360/'Roof Bay Analysis'!$I$51*AR630)","v":505.5},11.7]
[32022.054899999999,32022.082350000001,32,null,22,"K",11,"22K11",549,823.5,355,{"$f":"MIN(I631,360/'Roof Bay Analysis'!$I$51*K631)","v":532.5},11.9,null,null,null,null,null,null,null,null,null,null,null,null,null,null,null,null,null,null,null,null,null,32022.053250000001,32,null,22,"K",11,"22K11",549,823.5,355,{"$f":"MIN(AP631,360/'Roof Bay Analysis'!$I$51*AR631)","v":532.5},11.9]
[32024.028999999999,32024.0435,32,null,24,"K",4,"24K 4",290,435,215,{"$f":"MIN(I632,360/'Roof Bay Analysis'!$I$51*K632)","v":290},7.8,null,null,null,null,null,null,null,null,null,null,null,null,null,null,null,null,null,null,null,null,null,32024.028999999999,32,null,24,"K",4,"24K 4",290,435,215,{"$f":"MIN(AP632,360/'Roof Bay Analysis'!$I$51*AR632)","v":290},7.8]
[32024.0327,32024.049050000001,32,null,24,"K",5,"24K 5",327,490.5,241,{"$f":"MIN(I633,360/'Roof Bay Analysis'!$I$51*K633)","v":327},7.9,null,null,null,null,null,null,null,null,null,null,null,null,null,null,null,null,null,null,null,null,null,32024.0327,32,null,24,"K",5,"24K 5",327,490.5,241,{"$f":"MIN(AP633,360/'Roof Bay Analysis'!$I$51*AR633)","v":327},7.9]
[32024.0357,32024.053550000001,32,null,24,"K",6,"24K 6",357,535.5,262,{"$f":"MIN(I634,360/'Roof Bay Analysis'!$I$51*K634)","v":357},8.5,null,null,null,null,null,null,null,null,null,null,null,null,null,null,null,null,null,null,null,null,null,32024.0357,32,null,24,"K",6,"24K 6",357,535.5,262,{"$f":"MIN(AP634,360/'Roof Bay Analysis'!$I$51*AR634)","v":357},8.5]
[32024.039700000001,32024.059550000002,32,null,24,"K",7,"24K 7",397,595.5,290,{"$f":"MIN(I635,360/'Roof Bay Analysis'!$I$51*K635)","v":397},9,null,null,null,null,null,null,null,null,null,null,null,null,null,null,null,null,null,null,null,null,null,32024.039700000001,32,null,24,"K",7,"24K 7",397,595.5,290,{"$f":"MIN(AP635,360/'Roof Bay Analysis'!$I$51*AR635)","v":397},9]
[32024.043900000001,32024.065849999999,32,null,24,"K",8,"24K 8",439,658.5,318,{"$f":"MIN(I636,360/'Roof Bay Analysis'!$I$51*K636)","v":439},9.4,null,null,null,null,null,null,null,null,null,null,null,null,null,null,null,null,null,null,null,null,null,32024.043900000001,32,null,24,"K",8,"24K 8",439,658.5,318,{"$f":"MIN(AP636,360/'Roof Bay Analysis'!$I$51*AR636)","v":439},9.4]
[32024.0478,32024.0717,32,null,24,"K",9,"24K 9",478,717,344,{"$f":"MIN(I637,360/'Roof Bay Analysis'!$I$51*K637)","v":478},10.3,null,null,null,null,null,null,null,null,null,null,null,null,null,null,null,null,null,null,null,null,null,32024.0478,32,null,24,"K",9,"24K 9",478,717,344,{"$f":"MIN(AP637,360/'Roof Bay Analysis'!$I$51*AR637)","v":478},10.3]
[32024.054899999999,32024.082350000001,32,null,24,"K",10,"24K10",549,823.5,393,{"$f":"MIN(I638,360/'Roof Bay Analysis'!$I$51*K638)","v":549},11.7,null,null,null,null,null,null,null,null,null,null,null,null,null,null,null,null,null,null,null,null,null,32024.054899999999,32,null,24,"K",10,"24K10",549,823.5,393,{"$f":"MIN(AP638,360/'Roof Bay Analysis'!$I$51*AR638)","v":549},11.7]
[32024.054899999999,32024.082350000001,32,null,24,"K",12,"24K12",549,823.5,393,{"$f":"MIN(I639,360/'Roof Bay Analysis'!$I$51*K639)","v":549},13.5,null,null,null,null,null,null,null,null,null,null,null,null,null,null,null,null,null,null,null,null,null,32024.054899999999,32,null,24,"K",12,"24K12",549,823.5,393,{"$f":"MIN(AP639,360/'Roof Bay Analysis'!$I$51*AR639)","v":549},13.5]
[32026.035599999999,32026.053400000001,32,null,26,"K",5,"26K 5",356,534,285,{"$f":"MIN(I640,360/'Roof Bay Analysis'!$I$51*K640)","v":356},8.1,null,null,null,null,null,null,null,null,null,null,null,null,null,null,null,null,null,null,null,null,null,32026.035599999999,32,null,26,"K",5,"26K 5",356,534,285,{"$f":"MIN(AP640,360/'Roof Bay Analysis'!$I$51*AR640)","v":356},8.1]
[32026.038700000001,32026.05805,32,null,26,"K",6,"26K 6",387,580.5,309,{"$f":"MIN(I641,360/'Roof Bay Analysis'!$I$51*K641)","v":387},8.6,null,null,null,null,null,null,null,null,null,null,null,null,null,null,null,null,null,null,null,null,null,32026.038700000001,32,null,26,"K",6,"26K 6",387,580.5,309,{"$f":"MIN(AP641,360/'Roof Bay Analysis'!$I$51*AR641)","v":387},8.6]
[32026.0432,32026.0648,32,null,26,"K",7,"26K 7",432,648,343,{"$f":"MIN(I642,360/'Roof Bay Analysis'!$I$51*K642)","v":432},9,null,null,null,null,null,null,null,null,null,null,null,null,null,null,null,null,null,null,null,null,null,32026.0432,32,null,26,"K",7,"26K 7",432,648,343,{"$f":"MIN(AP642,360/'Roof Bay Analysis'!$I$51*AR642)","v":432},9]
[32026.047699999999,32026.071550000001,32,null,26,"K",8,"26K 8",477,715.5,375,{"$f":"MIN(I643,360/'Roof Bay Analysis'!$I$51*K643)","v":477},9.6999999999999993,null,null,null,null,null,null,null,null,null,null,null,null,null,null,null,null,null,null,null,null,null,32026.047699999999,32,null,26,"K",8,"26K 8",477,715.5,375,{"$f":"MIN(AP643,360/'Roof Bay Analysis'!$I$51*AR643)","v":477},9.6999999999999993]
[{"$f":"C644*1000+E644+I644/10000","v":32026.051899999999},{"$f":"C644*1000+E644+J644/10000","v":32026.077850000001},32,null,26,"K",9,"26K 9",519,{"$f":"1.5*I644","v":778.5},407,{"$f":"MIN(I644,360/'Roof Bay Analysis'!$I$51*K644)","v":519},10.4,null,null,null,null,null,null,null,null,null,null,null,null,null,null,null,null,null,null,null,null,null,{"$f":"AJ644*1000+AL644+AS644/10000","v":32026.051899999999},32,null,26,"K",9,"26K 9",519,{"$f":"1.5*AP644","v":778.5},407,{"$f":"MIN(AP644,360/'Roof Bay Analysis'!$I$51*AR644)","v":519},10.4]
[32026.054899999999,32026.082350000001,32,null,{"$f":"VALUE(LEFT(H645,2))","v":26},{"$f":"MID(H645,3,LEN(H645)-4)","v":"K"},{"$f":"VALUE(RIGHT(H645,2))","v":10},"26K10",549,823.5,431,{"$f":"MIN(I645,360/'Roof Bay Analysis'!$I$51*K645)","v":549},11.8,null,null,null,null,null,null,null,null,null,null,null,null,null,null,null,null,null,null,null,null,null,32026.054899999999,32,null,{"$f":"VALUE(LEFT(AO645,2))","v":26},{"$f":"MID(AO645,3,LEN(AO645)-4)","v":"K"},{"$f":"VALUE(RIGHT(AO645,2))","v":10},"26K10",549,823.5,431,{"$f":"MIN(AP645,360/'Roof Bay Analysis'!$I$51*AR645)","v":549},11.8]
[32026.054899999999,32026.082350000001,32,null,26,"K",12,"26K12",549,823.5,431,{"$f":"MIN(I646,360/'Roof Bay Analysis'!$I$51*K646)","v":549},13.7,null,null,null,null,null,null,null,null,null,null,null,null,null,null,null,null,null,null,null,null,null,32026.054899999999,32,null,26,"K",12,"26K12",549,823.5,431,{"$f":"MIN(AP646,360/'Roof Bay Analysis'!$I$51*AR646)","v":549},13.7]
[32028.041799999999,32028.062699999999,32,null,28,"K",6,"28K 6",418,627,361,{"$f":"MIN(I647,360/'Roof Bay Analysis'!$I$51*K647)","v":418},8.9,null,null,null,null,null,null,null,null,null,null,null,null,null,null,null,null,null,null,null,null,null,32028.041799999999,32,null,28,"K",6,"28K 6",418,627,361,{"$f":"MIN(AP647,360/'Roof Bay Analysis'!$I$51*AR647)","v":418},8.9]
[32028.046600000001,32028.069899999999,32,null,28,"K",7,"28K 7",466,699,400,{"$f":"MIN(I648,360/'Roof Bay Analysis'!$I$51*K648)","v":466},9.1999999999999993,null,null,null,null,null,null,null,null,null,null,null,null,null,null,null,null,null,null,null,null,null,32028.046600000001,32,null,28,"K",7,"28K 7",466,699,400,{"$f":"MIN(AP648,360/'Roof Bay Analysis'!$I$51*AR648)","v":466},9.1999999999999993]
[32028.051500000001,32028.077249999998,32,null,28,"K",8,"28K 8",515,772.5,433,{"$f":"MIN(I649,360/'Roof Bay Analysis'!$I$51*K649)","v":515},9.8000000000000007,null,null,null,null,null,null,null,null,null,null,null,null,null,null,null,null,null,null,null,null,null,32028.051500000001,32,null,28,"K",8,"28K 8",515,772.5,433,{"$f":"MIN(AP649,360/'Roof Bay Analysis'!$I$51*AR649)","v":515},9.8000000000000007]
[32028.054899999999,32028.082350000001,32,null,28,"K",9,"28K 9",549,823.5,463,{"$f":"MIN(I650,360/'Roof Bay Analysis'!$I$51*K650)","v":549},10.5,null,null,null,null,null,null,null,null,null,null,null,null,null,null,null,null,null,null,null,null,null,32028.054899999999,32,null,28,"K",9,"28K 9",549,823.5,463,{"$f":"MIN(AP650,360/'Roof Bay Analysis'!$I$51*AR650)","v":549},10.5]
[32028.054899999999,32028.082350000001,32,null,28,"K",10,"28K10",549,823.5,463,{"$f":"MIN(I651,360/'Roof Bay Analysis'!$I$51*K651)","v":549},11.8,null,null,null,null,null,null,null,null,null,null,null,null,null,null,null,null,null,null,null,null,null,32028.054899999999,32,null,28,"K",10,"28K10",549,823.5,463,{"$f":"MIN(AP651,360/'Roof Bay Analysis'!$I$51*AR651)","v":549},11.8]
[32028.054899999999,32028.082350000001,32,null,28,"K",12,"28K12",549,823.5,463,{"$f":"MIN(I652,360/'Roof Bay Analysis'!$I$51*K652)","v":549},14.5,null,null,null,null,null,null,null,null,null,null,null,null,null,null,null,null,null,null,null,null,null,32028.054899999999,32,null,28,"K",12,"28K12",549,823.5,463,{"$f":"MIN(AP652,360/'Roof Bay Analysis'!$I$51*AR652)","v":549},14.5]
[32030.0501,32030.075150000001,32,null,30,"K",7,"30K 7",501,751.5,461,{"$f":"MIN(I653,360/'Roof Bay Analysis'!$I$51*K653)","v":501},9.6,null,null,null,null,null,null,null,null,null,null,null,null,null,null,null,null,null,null,null,null,null,32030.0501,32,null,30,"K",7,"30K 7",501,751.5,461,{"$f":"MIN(AP653,360/'Roof Bay Analysis'!$I$51*AR653)","v":501},9.6]
[32030.054899999999,32030.082350000001,32,null,30,"K",8,"30K 8",549,823.5,500,{"$f":"MIN(I654,360/'Roof Bay Analysis'!$I$51*K654)","v":549},10,null,null,null,null,null,null,null,null,null,null,null,null,null,null,null,null,null,null,null,null,null,32030.054899999999,32,null,30,"K",8,"30K 8",549,823.5,500,{"$f":"MIN(AP654,360/'Roof Bay Analysis'!$I$51*AR654)","v":549},10]
[32030.054899999999,32030.082350000001,32,null,30,"K",9,"30K 9",549,823.5,500,{"$f":"MIN(I655,360/'Roof Bay Analysis'!$I$51*K655)","v":549},10.6,null,null,null,null,null,null,null,null,null,null,null,null,null,null,null,null,null,null,null,null,null,32030.054899999999,32,null,30,"K",9,"30K 9",549,823.5,500,{"$f":"MIN(AP655,360/'Roof Bay Analysis'!$I$51*AR655)","v":549},10.6]
[32030.054899999999,32030.082350000001,32,null,30,"K",10,"30K10",549,823.5,500,{"$f":"MIN(I656,360/'Roof Bay Analysis'!$I$51*K656)","v":549},11.9,null,null,null,null,null,null,null,null,null,null,null,null,null,null,null,null,null,null,null,null,null,32030.054899999999,32,null,30,"K",10,"30K10",549,823.5,500,{"$f":"MIN(AP656,360/'Roof Bay Analysis'!$I$51*AR656)","v":549},11.9]
[32030.054899999999,32030.082350000001,32,null,30,"K",11,"30K11",549,823.5,500,{"$f":"MIN(I657,360/'Roof Bay Analysis'!$I$51*K657)","v":549},13.3,null,null,null,null,null,null,null,null,null,null,null,null,null,null,null,null,null,null,null,null,null,32030.054899999999,32,null,30,"K",11,"30K11",549,823.5,500,{"$f":"MIN(AP657,360/'Roof Bay Analysis'!$I$51*AR657)","v":549},13.3]
[32030.054899999999,32030.082350000001,32,null,30,"K",12,"30K12",549,823.5,500,{"$f":"MIN(I658,360/'Roof Bay Analysis'!$I$51*K658)","v":549},15,null,null,null,null,null,null,null,null,null,null,null,null,null,null,null,null,null,null,null,null,null,32030.054899999999,32,null,30,"K",12,"30K12",549,823.5,500,{"$f":"MIN(AP658,360/'Roof Bay Analysis'!$I$51*AR658)","v":549},15]
[33018.024799999999,33018.037199999999,33,null,18,"K",6,"18K 6",248,372,131,{"$f":"MIN(I659,360/'Roof Bay Analysis'!$I$51*K659)","v":196.5},8.4,null,null,null,null,null,null,null,null,null,null,null,null,null,null,null,null,null,null,null,null,null,33018.019650000002,33,null,18,"K",6,"18K 6",248,372,131,{"$f":"MIN(AP659,360/'Roof Bay Analysis'!$I$51*AR659)","v":196.5},8.4]
[33018.027600000001,33018.041400000002,33,null,18,"K",7,"18K 7",276,414,145,{"$f":"MIN(I660,360/'Roof Bay Analysis'!$I$51*K660)","v":217.5},8.9,null,null,null,null,null,null,null,null,null,null,null,null,null,null,null,null,null,null,null,null,null,33018.02175,33,null,18,"K",7,"18K 7",276,414,145,{"$f":"MIN(AP660,360/'Roof Bay Analysis'!$I$51*AR660)","v":217.5},8.9]
[33018.033199999998,33018.049800000001,33,null,18,"K",9,"18K 9",332,498,171,{"$f":"MIN(I661,360/'Roof Bay Analysis'!$I$51*K661)","v":256.5},10.1,null,null,null,null,null,null,null,null,null,null,null,null,null,null,null,null,null,null,null,null,null,33018.025650000003,33,null,18,"K",9,"18K 9",332,498,171,{"$f":"MIN(AP661,360/'Roof Bay Analysis'!$I$51*AR661)","v":256.5},10.1]
[33018.039299999997,33018.058949999999,33,null,18,"K",10,"18K10",393,589.5,201,{"$f":"MIN(I662,360/'Roof Bay Analysis'!$I$51*K662)","v":301.5},11.6,null,null,null,null,null,null,null,null,null,null,null,null,null,null,null,null,null,null,null,null,null,33018.030149999999,33,null,18,"K",10,"18K10",393,589.5,201,{"$f":"MIN(AP662,360/'Roof Bay Analysis'!$I$51*AR662)","v":301.5},11.6]
[33020.022599999997,33020.033900000002,33,null,20,"K",4,"20K 4",226,339,134,{"$f":"MIN(I663,360/'Roof Bay Analysis'!$I$51*K663)","v":201},7.2,null,null,null,null,null,null,null,null,null,null,null,null,null,null,null,null,null,null,null,null,null,33020.020100000002,33,null,20,"K",4,"20K 4",226,339,134,{"$f":"MIN(AP663,360/'Roof Bay Analysis'!$I$51*AR663)","v":201},7.2]
[33020.025399999999,33020.038099999998,33,null,20,"K",5,"20K 5",254,381,150,{"$f":"MIN(I664,360/'Roof Bay Analysis'!$I$51*K664)","v":225},7.7,null,null,null,null,null,null,null,null,null,null,null,null,null,null,null,null,null,null,null,null,null,33020.022499999999,33,null,20,"K",5,"20K 5",254,381,150,{"$f":"MIN(AP664,360/'Roof Bay Analysis'!$I$51*AR664)","v":225},7.7]
[33020.027699999999,33020.041550000002,33,null,20,"K",6,"20K 6",277,415.5,163,{"$f":"MIN(I665,360/'Roof Bay Analysis'!$I$51*K665)","v":244.5},8.4,null,null,null,null,null,null,null,null,null,null,null,null,null,null,null,null,null,null,null,null,null,33020.024449999997,33,null,20,"K",6,"20K 6",277,415.5,163,{"$f":"MIN(AP665,360/'Roof Bay Analysis'!$I$51*AR665)","v":244.5},8.4]
[33020.030899999998,33020.046349999997,33,null,20,"K",7,"20K 7",309,463.5,181,{"$f":"MIN(I666,360/'Roof Bay Analysis'!$I$51*K666)","v":271.5},8.9,null,null,null,null,null,null,null,null,null,null,null,null,null,null,null,null,null,null,null,null,null,33020.027150000002,33,null,20,"K",7,"20K 7",309,463.5,181,{"$f":"MIN(AP666,360/'Roof Bay Analysis'!$I$51*AR666)","v":271.5},8.9]
[33020.037100000001,33020.055650000002,33,null,20,"K",9,"20K 9",371,556.5,214,{"$f":"MIN(I667,360/'Roof Bay Analysis'!$I$51*K667)","v":321},10.1,null,null,null,null,null,null,null,null,null,null,null,null,null,null,null,null,null,null,null,null,null,33020.032099999997,33,null,20,"K",9,"20K 9",371,556.5,214,{"$f":"MIN(AP667,360/'Roof Bay Analysis'!$I$51*AR667)","v":321},10.1]
[33020.044000000002,33020.065999999999,33,null,20,"K",10,"20K10",440,660,251,{"$f":"MIN(I668,360/'Roof Bay Analysis'!$I$51*K668)","v":376.5},11.6,null,null,null,null,null,null,null,null,null,null,null,null,null,null,null,null,null,null,null,null,null,33020.037649999998,33,null,20,"K",10,"20K10",440,660,251,{"$f":"MIN(AP668,360/'Roof Bay Analysis'!$I$51*AR668)","v":376.5},11.6]
[33022.024899999997,33022.037349999999,33,null,22,"K",4,"22K 4",249,373.5,164,{"$f":"MIN(I669,360/'Roof Bay Analysis'!$I$51*K669)","v":246},7.3,null,null,null,null,null,null,null,null,null,null,null,null,null,null,null,null,null,null,null,null,null,33022.024599999997,33,null,22,"K",4,"22K 4",249,373.5,164,{"$f":"MIN(AP669,360/'Roof Bay Analysis'!$I$51*AR669)","v":246},7.3]
[33022.028100000003,33022.042150000001,33,null,22,"K",5,"22K 5",281,421.5,183,{"$f":"MIN(I670,360/'Roof Bay Analysis'!$I$51*K670)","v":274.5},7.7,null,null,null,null,null,null,null,null,null,null,null,null,null,null,null,null,null,null,null,null,null,33022.027450000001,33,null,22,"K",5,"22K 5",281,421.5,183,{"$f":"MIN(AP670,360/'Roof Bay Analysis'!$I$51*AR670)","v":274.5},7.7]
[33022.030599999998,33022.045899999997,33,null,22,"K",6,"22K 6",306,459,199,{"$f":"MIN(I671,360/'Roof Bay Analysis'!$I$51*K671)","v":298.5},8.5,null,null,null,null,null,null,null,null,null,null,null,null,null,null,null,null,null,null,null,null,null,33022.029849999999,33,null,22,"K",6,"22K 6",306,459,199,{"$f":"MIN(AP671,360/'Roof Bay Analysis'!$I$51*AR671)","v":298.5},8.5]
[33022.034099999997,33022.051149999999,33,null,22,"K",7,"22K 7",341,511.5,221,{"$f":"MIN(I672,360/'Roof Bay Analysis'!$I$51*K672)","v":331.5},9,null,null,null,null,null,null,null,null,null,null,null,null,null,null,null,null,null,null,null,null,null,33022.033150000003,33,null,22,"K",7,"22K 7",341,511.5,221,{"$f":"MIN(AP672,360/'Roof Bay Analysis'!$I$51*AR672)","v":331.5},9]
[33022.040999999997,33022.061500000003,33,null,22,"K",9,"22K 9",410,615,261,{"$f":"MIN(I673,360/'Roof Bay Analysis'!$I$51*K673)","v":391.5},10.199999999999999,null,null,null,null,null,null,null,null,null,null,null,null,null,null,null,null,null,null,null,null,null,33022.039149999997,33,null,22,"K",9,"22K 9",410,615,261,{"$f":"MIN(AP673,360/'Roof Bay Analysis'!$I$51*AR673)","v":391.5},10.199999999999999]
[33022.048600000002,33022.072899999999,33,null,22,"K",10,"22K10",486,729,307,{"$f":"MIN(I674,360/'Roof Bay Analysis'!$I$51*K674)","v":460.5},11.7,null,null,null,null,null,null,null,null,null,null,null,null,null,null,null,null,null,null,null,null,null,33022.046049999997,33,null,22,"K",10,"22K10",486,729,307,{"$f":"MIN(AP674,360/'Roof Bay Analysis'!$I$51*AR674)","v":460.5},11.7]
[33022.053200000002,33022.0798,33,null,22,"K",11,"22K11",532,798,334,{"$f":"MIN(I675,360/'Roof Bay Analysis'!$I$51*K675)","v":501},11.9,null,null,null,null,null,null,null,null,null,null,null,null,null,null,null,null,null,null,null,null,null,33022.0501,33,null,22,"K",11,"22K11",532,798,334,{"$f":"MIN(AP675,360/'Roof Bay Analysis'!$I$51*AR675)","v":501},11.9]
[33024.027300000002,33024.040950000002,33,null,24,"K",4,"24K 4",273,409.5,196,{"$f":"MIN(I676,360/'Roof Bay Analysis'!$I$51*K676)","v":273},7.8,null,null,null,null,null,null,null,null,null,null,null,null,null,null,null,null,null,null,null,null,null,33024.027300000002,33,null,24,"K",4,"24K 4",273,409.5,196,{"$f":"MIN(AP676,360/'Roof Bay Analysis'!$I$51*AR676)","v":273},7.8]
[33024.0308,33024.046199999997,33,null,24,"K",5,"24K 5",308,462,220,{"$f":"MIN(I677,360/'Roof Bay Analysis'!$I$51*K677)","v":308},7.9,null,null,null,null,null,null,null,null,null,null,null,null,null,null,null,null,null,null,null,null,null,33024.0308,33,null,24,"K",5,"24K 5",308,462,220,{"$f":"MIN(AP677,360/'Roof Bay Analysis'!$I$51*AR677)","v":308},7.9]
[33024.033499999998,33024.05025,33,null,24,"K",6,"24K 6",335,502.5,239,{"$f":"MIN(I678,360/'Roof Bay Analysis'!$I$51*K678)","v":335},8.5,null,null,null,null,null,null,null,null,null,null,null,null,null,null,null,null,null,null,null,null,null,33024.033499999998,33,null,24,"K",6,"24K 6",335,502.5,239,{"$f":"MIN(AP678,360/'Roof Bay Analysis'!$I$51*AR678)","v":335},8.5]
[33024.037300000004,33024.055950000002,33,null,24,"K",7,"24K 7",373,559.5,265,{"$f":"MIN(I679,360/'Roof Bay Analysis'!$I$51*K679)","v":373},9,null,null,null,null,null,null,null,null,null,null,null,null,null,null,null,null,null,null,null,null,null,33024.037300000004,33,null,24,"K",7,"24K 7",373,559.5,265,{"$f":"MIN(AP679,360/'Roof Bay Analysis'!$I$51*AR679)","v":373},9]
[33024.041299999997,33024.061950000003,33,null,24,"K",8,"24K 8",413,619.5,289,{"$f":"MIN(I680,360/'Roof Bay Analysis'!$I$51*K680)","v":413},9.4,null,null,null,null,null,null,null,null,null,null,null,null,null,null,null,null,null,null,null,null,null,33024.041299999997,33,null,24,"K",8,"24K 8",413,619.5,289,{"$f":"MIN(AP680,360/'Roof Bay Analysis'!$I$51*AR680)","v":413},9.4]
[33024.044900000001,33024.067349999998,33,null,24,"K",9,"24K 9",449,673.5,313,{"$f":"MIN(I681,360/'Roof Bay Analysis'!$I$51*K681)","v":449},10.3,null,null,null,null,null,null,null,null,null,null,null,null,null,null,null,null,null,null,null,null,null,33024.044900000001,33,null,24,"K",9,"24K 9",449,673.5,313,{"$f":"MIN(AP681,360/'Roof Bay Analysis'!$I$51*AR681)","v":449},10.3]
[33024.053200000002,33024.0798,33,null,24,"K",10,"24K10",532,798,368,{"$f":"MIN(I682,360/'Roof Bay Analysis'!$I$51*K682)","v":532},11.7,null,null,null,null,null,null,null,null,null,null,null,null,null,null,null,null,null,null,null,null,null,33024.053200000002,33,null,24,"K",10,"24K10",532,798,368,{"$f":"MIN(AP682,360/'Roof Bay Analysis'!$I$51*AR682)","v":532},11.7]
[33024.053200000002,33024.0798,33,null,24,"K",12,"24K12",532,798,368,{"$f":"MIN(I683,360/'Roof Bay Analysis'!$I$51*K683)","v":532},13.5,null,null,null,null,null,null,null,null,null,null,null,null,null,null,null,null,null,null,null,null,null,33024.053200000002,33,null,24,"K",12,"24K12",532,798,368,{"$f":"MIN(AP683,360/'Roof Bay Analysis'!$I$51*AR683)","v":532},13.5]
[33026.0334,33026.0501,33,null,26,"K",5,"26K 5",334,501,259,{"$f":"MIN(I684,360/'Roof Bay Analysis'!$I$51*K684)","v":334},8.1,null,null,null,null,null,null,null,null,null,null,null,null,null,null,null,null,null,null,null,null,null,33026.0334,33,null,26,"K",5,"26K 5",334,501,259,{"$f":"MIN(AP684,360/'Roof Bay Analysis'!$I$51*AR684)","v":334},8.1]
[33026.036399999997,33026.054600000003,33,null,26,"K",6,"26K 6",364,546,282,{"$f":"MIN(I685,360/'Roof Bay Analysis'!$I$51*K685)","v":364},8.6,null,null,null,null,null,null,null,null,null,null,null,null,null,null,null,null,null,null,null,null,null,33026.036399999997,33,null,26,"K",6,"26K 6",364,546,282,{"$f":"MIN(AP685,360/'Roof Bay Analysis'!$I$51*AR685)","v":364},8.6]
[33026.0406,33026.060899999997,33,null,26,"K",7,"26K 7",406,609,312,{"$f":"MIN(I686,360/'Roof Bay Analysis'!$I$51*K686)","v":406},9,null,null,null,null,null,null,null,null,null,null,null,null,null,null,null,null,null,null,null,null,null,33026.0406,33,null,26,"K",7,"26K 7",406,609,312,{"$f":"MIN(AP686,360/'Roof Bay Analysis'!$I$51*AR686)","v":406},9]
[33026.044800000003,33026.067199999998,33,null,26,"K",8,"26K 8",448,672,342,{"$f":"MIN(I687,360/'Roof Bay Analysis'!$I$51*K687)","v":448},9.6999999999999993,null,null,null,null,null,null,null,null,null,null,null,null,null,null,null,null,null,null,null,null,null,33026.044800000003,33,null,26,"K",8,"26K 8",448,672,342,{"$f":"MIN(AP687,360/'Roof Bay Analysis'!$I$51*AR687)","v":448},9.6999999999999993]
[33026.048799999997,33026.073199999999,33,null,26,"K",9,"26K 9",488,732,370,{"$f":"MIN(I688,360/'Roof Bay Analysis'!$I$51*K688)","v":488},10.4,null,null,null,null,null,null,null,null,null,null,null,null,null,null,null,null,null,null,null,null,null,33026.048799999997,33,null,26,"K",9,"26K 9",488,732,370,{"$f":"MIN(AP688,360/'Roof Bay Analysis'!$I$51*AR688)","v":488},10.4]
[33026.053200000002,33026.0798,33,null,26,"K",10,"26K10",532,798,404,{"$f":"MIN(I689,360/'Roof Bay Analysis'!$I$51*K689)","v":532},11.8,null,null,null,null,null,null,null,null,null,null,null,null,null,null,null,null,null,null,null,null,null,33026.053200000002,33,null,26,"K",10,"26K10",532,798,404,{"$f":"MIN(AP689,360/'Roof Bay Analysis'!$I$51*AR689)","v":532},11.8]
[33026.053200000002,33026.0798,33,null,26,"K",12,"26K12",532,798,404,{"$f":"MIN(I690,360/'Roof Bay Analysis'!$I$51*K690)","v":532},13.7,null,null,null,null,null,null,null,null,null,null,null,null,null,null,null,null,null,null,null,null,null,33026.053200000002,33,null,26,"K",12,"26K12",532,798,404,{"$f":"MIN(AP690,360/'Roof Bay Analysis'!$I$51*AR690)","v":532},13.7]
[33028.039299999997,33028.058949999999,33,null,28,"K",6,"28K 6",393,589.5,329,{"$f":"MIN(I691,360/'Roof Bay Analysis'!$I$51*K691)","v":393},8.9,null,null,null,null,null,null,null,null,null,null,null,null,null,null,null,null,null,null,null,null,null,33028.039299999997,33,null,28,"K",6,"28K 6",393,589.5,329,{"$f":"MIN(AP691,360/'Roof Bay Analysis'!$I$51*AR691)","v":393},8.9]
[33028.043799999999,33028.065699999999,33,null,28,"K",7,"28K 7",438,657,364,{"$f":"MIN(I692,360/'Roof Bay Analysis'!$I$51*K692)","v":438},9.1999999999999993,null,null,null,null,null,null,null,null,null,null,null,null,null,null,null,null,null,null,null,null,null,33028.043799999999,33,null,28,"K",7,"28K 7",438,657,364,{"$f":"MIN(AP692,360/'Roof Bay Analysis'!$I$51*AR692)","v":438},9.1999999999999993]
[33028.0484,33028.0726,33,null,28,"K",8,"28K 8",484,726,399,{"$f":"MIN(I693,360/'Roof Bay Analysis'!$I$51*K693)","v":484},9.8000000000000007,null,null,null,null,null,null,null,null,null,null,null,null,null,null,null,null,null,null,null,null,null,33028.0484,33,null,28,"K",8,"28K 8",484,726,399,{"$f":"MIN(AP693,360/'Roof Bay Analysis'!$I$51*AR693)","v":484},9.8000000000000007]
[33028.0527,33028.07905,33,null,28,"K",9,"28K 9",527,790.5,432,{"$f":"MIN(I694,360/'Roof Bay Analysis'!$I$51*K694)","v":527},10.5,null,null,null,null,null,null,null,null,null,null,null,null,null,null,null,null,null,null,null,null,null,33028.0527,33,null,28,"K",9,"28K 9",527,790.5,432,{"$f":"MIN(AP694,360/'Roof Bay Analysis'!$I$51*AR694)","v":527},10.5]
[33028.053200000002,33028.0798,33,null,28,"K",10,"28K10",532,798,435,{"$f":"MIN(I695,360/'Roof Bay Analysis'!$I$51*K695)","v":532},11.8,null,null,null,null,null,null,null,null,null,null,null,null,null,null,null,null,null,null,null,null,null,33028.053200000002,33,null,28,"K",10,"28K10",532,798,435,{"$f":"MIN(AP695,360/'Roof Bay Analysis'!$I$51*AR695)","v":532},11.8]
[33028.053200000002,33028.0798,33,null,28,"K",12,"28K12",532,798,435,{"$f":"MIN(I696,360/'Roof Bay Analysis'!$I$51*K696)","v":532},14.5,null,null,null,null,null,null,null,null,null,null,null,null,null,null,null,null,null,null,null,null,null,33028.053200000002,33,null,28,"K",12,"28K12",532,798,435,{"$f":"MIN(AP696,360/'Roof Bay Analysis'!$I$51*AR696)","v":532},14.5]
[33030.047100000003,33030.070650000001,33,null,30,"K",7,"30K 7",471,706.5,420,{"$f":"MIN(I697,360/'Roof Bay Analysis'!$I$51*K697)","v":471},9.6,null,null,null,null,null,null,null,null,null,null,null,null,null,null,null,null,null,null,null,null,null,33030.047100000003,33,null,30,"K",7,"30K 7",471,706.5,420,{"$f":"MIN(AP697,360/'Roof Bay Analysis'!$I$51*AR697)","v":471},9.6]
[33030.052000000003,33030.078000000001,33,null,30,"K",8,"30K 8",520,780,460,{"$f":"MIN(I698,360/'Roof Bay Analysis'!$I$51*K698)","v":520},10,null,null,null,null,null,null,null,null,null,null,null,null,null,null,null,null,null,null,null,null,null,33030.052000000003,33,null,30,"K",8,"30K 8",520,780,460,{"$f":"MIN(AP698,360/'Roof Bay Analysis'!$I$51*AR698)","v":520},10]
[33030.053200000002,33030.0798,33,null,30,"K",9,"30K 9",532,798,468,{"$f":"MIN(I699,360/'Roof Bay Analysis'!$I$51*K699)","v":532},10.6,null,null,null,null,null,null,null,null,null,null,null,null,null,null,null,null,null,null,null,null,null,33030.053200000002,33,null,30,"K",9,"30K 9",532,798,468,{"$f":"MIN(AP699,360/'Roof Bay Analysis'!$I$51*AR699)","v":532},10.6]
[33030.053200000002,33030.0798,33,null,30,"K",10,"30K10",532,798,468,{"$f":"MIN(I700,360/'Roof Bay Analysis'!$I$51*K700)","v":532},11.9,null,null,null,null,null,null,null,null,null,null,null,null,null,null,null,null,null,null,null,null,null,33030.053200000002,33,null,30,"K",10,"30K10",532,798,468,{"$f":"MIN(AP700,360/'Roof Bay Analysis'!$I$51*AR700)","v":532},11.9]
[33030.053200000002,33030.0798,33,null,30,"K",11,"30K11",532,798,468,{"$f":"MIN(I701,360/'Roof Bay Analysis'!$I$51*K701)","v":532},13.3,null,null,null,null,null,null,null,null,null,null,null,null,null,null,null,null,null,null,null,null,null,33030.053200000002,33,null,30,"K",11,"30K11",532,798,468,{"$f":"MIN(AP701,360/'Roof Bay Analysis'!$I$51*AR701)","v":532},13.3]
[33030.053200000002,33030.0798,33,null,30,"K",12,"30K12",532,798,468,{"$f":"MIN(I702,360/'Roof Bay Analysis'!$I$51*K702)","v":532},15,null,null,null,null,null,null,null,null,null,null,null,null,null,null,null,null,null,null,null,null,null,33030.053200000002,33,null,30,"K",12,"30K12",532,798,468,{"$f":"MIN(AP702,360/'Roof Bay Analysis'!$I$51*AR702)","v":532},15]
[34018.023300000001,34018.034950000001,34,null,18,"K",6,"18K 6",233,349.5,120,{"$f":"MIN(I703,360/'Roof Bay Analysis'!$I$51*K703)","v":180},8.4,null,null,null,null,null,null,null,null,null,null,null,null,null,null,null,null,null,null,null,null,null,34018.017999999996,34,null,18,"K",6,"18K 6",233,349.5,120,{"$f":"MIN(AP703,360/'Roof Bay Analysis'!$I$51*AR703)","v":180},8.4]
[34018.025999999998,34018.038999999997,34,null,18,"K",7,"18K 7",260,390,132,{"$f":"MIN(I704,360/'Roof Bay Analysis'!$I$51*K704)","v":198},8.9,null,null,null,null,null,null,null,null,null,null,null,null,null,null,null,null,null,null,null,null,null,34018.019800000002,34,null,18,"K",7,"18K 7",260,390,132,{"$f":"MIN(AP704,360/'Roof Bay Analysis'!$I$51*AR704)","v":198},8.9]
[34018.031199999998,34018.046799999996,34,null,18,"K",9,"18K 9",312,468,156,{"$f":"MIN(I705,360/'Roof Bay Analysis'!$I$51*K705)","v":234},10.1,null,null,null,null,null,null,null,null,null,null,null,null,null,null,null,null,null,null,null,null,null,34018.023399999998,34,null,18,"K",9,"18K 9",312,468,156,{"$f":"MIN(AP705,360/'Roof Bay Analysis'!$I$51*AR705)","v":234},10.1]
[34018.036999999997,34018.055500000002,34,null,18,"K",10,"18K10",370,555,184,{"$f":"MIN(I706,360/'Roof Bay Analysis'!$I$51*K706)","v":276},11.6,null,null,null,null,null,null,null,null,null,null,null,null,null,null,null,null,null,null,null,null,null,34018.027600000001,34,null,18,"K",10,"18K10",370,555,184,{"$f":"MIN(AP706,360/'Roof Bay Analysis'!$I$51*AR706)","v":276},11.6]
[34020.026100000003,34020.039149999997,34,null,20,"K",6,"20K 6",261,391.5,149,{"$f":"MIN(I707,360/'Roof Bay Analysis'!$I$51*K707)","v":223.5},8.4,null,null,null,null,null,null,null,null,null,null,null,null,null,null,null,null,null,null,null,null,null,34020.022349999999,34,null,20,"K",6,"20K 6",261,391.5,149,{"$f":"MIN(AP707,360/'Roof Bay Analysis'!$I$51*AR707)","v":223.5},8.4]
[{"$f":"C708*1000+E708+I708/10000","v":34020.029000000002},{"$f":"C708*1000+E708+J708/10000","v":34020.0435},34,null,20,"K",7,"20K 7",290,{"$f":"1.5*I708","v":435},165,{"$f":"MIN(I708,360/'Roof Bay Analysis'!$I$51*K708)","v":247.5},8.9,null,null,null,null,null,null,null,null,null,null,null,null,null,null,null,null,null,null,null,null,null,{"$f":"AJ708*1000+AL708+AS708/10000","v":34020.024749999997},34,null,20,"K",7,"20K 7",290,{"$f":"1.5*AP708","v":435},165,{"$f":"MIN(AP708,360/'Roof Bay Analysis'!$I$51*AR708)","v":247.5},8.9]
[34020.034899999999,34020.052349999998,34,null,{"$f":"VALUE(LEFT(H709,2))","v":20},{"$f":"MID(H709,3,LEN(H709)-4)","v":"K"},{"$f":"VALUE(RIGHT(H709,2))","v":9},"20K 9",349,523.5,195,{"$f":"MIN(I709,360/'Roof Bay Analysis'!$I$51*K709)","v":292.5},10.1,null,null,null,null,null,null,null,null,null,null,null,null,null,null,null,null,null,null,null,null,null,34020.02925,34,null,{"$f":"VALUE(LEFT(AO709,2))","v":20},{"$f":"MID(AO709,3,LEN(AO709)-4)","v":"K"},{"$f":"VALUE(RIGHT(AO709,2))","v":9},"20K 9",349,523.5,195,{"$f":"MIN(AP709,360/'Roof Bay Analysis'!$I$51*AR709)","v":292.5},10.1]
[34020.041400000002,34020.062100000003,34,null,20,"K",10,"20K10",414,621,229,{"$f":"MIN(I710,360/'Roof Bay Analysis'!$I$51*K710)","v":343.5},11.6,null,null,null,null,null,null,null,null,null,null,null,null,null,null,null,null,null,null,null,null,null,34020.034350000002,34,null,20,"K",10,"20K10",414,621,229,{"$f":"MIN(AP710,360/'Roof Bay Analysis'!$I$51*AR710)","v":343.5},11.6]
[34022.0265,34022.039750000004,34,null,22,"K",5,"22K 5",265,397.5,167,{"$f":"MIN(I711,360/'Roof Bay Analysis'!$I$51*K711)","v":250.5},7.7,null,null,null,null,null,null,null,null,null,null,null,null,null,null,null,null,null,null,null,null,null,34022.025049999997,34,null,22,"K",5,"22K 5",265,397.5,167,{"$f":"MIN(AP711,360/'Roof Bay Analysis'!$I$51*AR711)","v":250.5},7.7]
[34022.0288,34022.0432,34,null,22,"K",6,"22K 6",288,432,182,{"$f":"MIN(I712,360/'Roof Bay Analysis'!$I$51*K712)","v":273},8.5,null,null,null,null,null,null,null,null,null,null,null,null,null,null,null,null,null,null,null,null,null,34022.027300000002,34,null,22,"K",6,"22K 6",288,432,182,{"$f":"MIN(AP712,360/'Roof Bay Analysis'!$I$51*AR712)","v":273},8.5]
[34022.032099999997,34022.048150000002,34,null,22,"K",7,"22K 7",321,481.5,202,{"$f":"MIN(I713,360/'Roof Bay Analysis'!$I$51*K713)","v":303},9,null,null,null,null,null,null,null,null,null,null,null,null,null,null,null,null,null,null,null,null,null,34022.030299999999,34,null,22,"K",7,"22K 7",321,481.5,202,{"$f":"MIN(AP713,360/'Roof Bay Analysis'!$I$51*AR713)","v":303},9]
[34022.0386,34022.0579,34,null,22,"K",9,"22K 9",386,579,239,{"$f":"MIN(I714,360/'Roof Bay Analysis'!$I$51*K714)","v":358.5},10.199999999999999,null,null,null,null,null,null,null,null,null,null,null,null,null,null,null,null,null,null,null,null,null,34022.03585,34,null,22,"K",9,"22K 9",386,579,239,{"$f":"MIN(AP714,360/'Roof Bay Analysis'!$I$51*AR714)","v":358.5},10.199999999999999]
[34022.0458,34022.068700000003,34,null,22,"K",10,"22K10",458,687,280,{"$f":"MIN(I715,360/'Roof Bay Analysis'!$I$51*K715)","v":420},11.7,null,null,null,null,null,null,null,null,null,null,null,null,null,null,null,null,null,null,null,null,null,34022.042000000001,34,null,22,"K",10,"22K10",458,687,280,{"$f":"MIN(AP715,360/'Roof Bay Analysis'!$I$51*AR715)","v":420},11.7]
[34022.051599999999,34022.077400000002,34,null,22,"K",11,"22K11",516,774,314,{"$f":"MIN(I716,360/'Roof Bay Analysis'!$I$51*K716)","v":471},11.9,null,null,null,null,null,null,null,null,null,null,null,null,null,null,null,null,null,null,null,null,null,34022.047100000003,34,null,22,"K",11,"22K11",516,774,314,{"$f":"MIN(AP716,360/'Roof Bay Analysis'!$I$51*AR716)","v":471},11.9]
[34024.025699999998,34024.038549999997,34,null,24,"K",4,"24K 4",257,385.5,179,{"$f":"MIN(I717,360/'Roof Bay Analysis'!$I$51*K717)","v":257},7.8,null,null,null,null,null,null,null,null,null,null,null,null,null,null,null,null,null,null,null,null,null,34024.025699999998,34,null,24,"K",4,"24K 4",257,385.5,179,{"$f":"MIN(AP717,360/'Roof Bay Analysis'!$I$51*AR717)","v":257},7.8]
[34024.029000000002,34024.0435,34,null,24,"K",5,"24K 5",290,435,201,{"$f":"MIN(I718,360/'Roof Bay Analysis'!$I$51*K718)","v":290},7.9,null,null,null,null,null,null,null,null,null,null,null,null,null,null,null,null,null,null,null,null,null,34024.029000000002,34,null,24,"K",5,"24K 5",290,435,201,{"$f":"MIN(AP718,360/'Roof Bay Analysis'!$I$51*AR718)","v":290},7.9]
[34024.031499999997,34024.047250000003,34,null,24,"K",6,"24K 6",315,472.5,218,{"$f":"MIN(I719,360/'Roof Bay Analysis'!$I$51*K719)","v":315},8.5,null,null,null,null,null,null,null,null,null,null,null,null,null,null,null,null,null,null,null,null,null,34024.031499999997,34,null,24,"K",6,"24K 6",315,472.5,218,{"$f":"MIN(AP719,360/'Roof Bay Analysis'!$I$51*AR719)","v":315},8.5]
[34024.035100000001,34024.052649999998,34,null,24,"K",7,"24K 7",351,526.5,242,{"$f":"MIN(I720,360/'Roof Bay Analysis'!$I$51*K720)","v":351},9,null,null,null,null,null,null,null,null,null,null,null,null,null,null,null,null,null,null,null,null,null,34024.035100000001,34,null,24,"K",7,"24K 7",351,526.5,242,{"$f":"MIN(AP720,360/'Roof Bay Analysis'!$I$51*AR720)","v":351},9]
[34024.038800000002,34024.058199999999,34,null,24,"K",8,"24K 8",388,582,264,{"$f":"MIN(I721,360/'Roof Bay Analysis'!$I$51*K721)","v":388},9.4,null,null,null,null,null,null,null,null,null,null,null,null,null,null,null,null,null,null,null,null,null,34024.038800000002,34,null,24,"K",8,"24K 8",388,582,264,{"$f":"MIN(AP721,360/'Roof Bay Analysis'!$I$51*AR721)","v":388},9.4]
[34024.042300000001,34024.063450000001,34,null,24,"K",9,"24K 9",423,634.5,286,{"$f":"MIN(I722,360/'Roof Bay Analysis'!$I$51*K722)","v":423},10.3,null,null,null,null,null,null,null,null,null,null,null,null,null,null,null,null,null,null,null,null,null,34024.042300000001,34,null,24,"K",9,"24K 9",423,634.5,286,{"$f":"MIN(AP722,360/'Roof Bay Analysis'!$I$51*AR722)","v":423},10.3]
[34024.050199999998,34024.075299999997,34,null,24,"K",10,"24K10",502,753,337,{"$f":"MIN(I723,360/'Roof Bay Analysis'!$I$51*K723)","v":502},11.7,null,null,null,null,null,null,null,null,null,null,null,null,null,null,null,null,null,null,null,null,null,34024.050199999998,34,null,24,"K",10,"24K10",502,753,337,{"$f":"MIN(AP723,360/'Roof Bay Analysis'!$I$51*AR723)","v":502},11.7]
[34024.051599999999,34024.077400000002,34,null,24,"K",12,"24K12",516,774,344,{"$f":"MIN(I724,360/'Roof Bay Analysis'!$I$51*K724)","v":516},13.5,null,null,null,null,null,null,null,null,null,null,null,null,null,null,null,null,null,null,null,null,null,34024.051599999999,34,null,24,"K",12,"24K12",516,774,344,{"$f":"MIN(AP724,360/'Roof Bay Analysis'!$I$51*AR724)","v":516},13.5]
[34026.031499999997,34026.047250000003,34,null,26,"K",5,"26K 5",315,472.5,237,{"$f":"MIN(I725,360/'Roof Bay Analysis'!$I$51*K725)","v":315},8.1,null,null,null,null,null,null,null,null,null,null,null,null,null,null,null,null,null,null,null,null,null,34026.031499999997,34,null,26,"K",5,"26K 5",315,472.5,237,{"$f":"MIN(AP725,360/'Roof Bay Analysis'!$I$51*AR725)","v":315},8.1]
[34026.034299999999,34026.051449999999,34,null,26,"K",6,"26K 6",343,514.5,257,{"$f":"MIN(I726,360/'Roof Bay Analysis'!$I$51*K726)","v":343},8.6,null,null,null,null,null,null,null,null,null,null,null,null,null,null,null,null,null,null,null,null,null,34026.034299999999,34,null,26,"K",6,"26K 6",343,514.5,257,{"$f":"MIN(AP726,360/'Roof Bay Analysis'!$I$51*AR726)","v":343},8.6]
[34026.038200000003,34026.0573,34,null,26,"K",7,"26K 7",382,573,285,{"$f":"MIN(I727,360/'Roof Bay Analysis'!$I$51*K727)","v":382},9,null,null,null,null,null,null,null,null,null,null,null,null,null,null,null,null,null,null,null,null,null,34026.038200000003,34,null,26,"K",7,"26K 7",382,573,285,{"$f":"MIN(AP727,360/'Roof Bay Analysis'!$I$51*AR727)","v":382},9]
[34026.042200000004,34026.063300000002,34,null,26,"K",8,"26K 8",422,633,312,{"$f":"MIN(I728,360/'Roof Bay Analysis'!$I$51*K728)","v":422},9.6999999999999993,null,null,null,null,null,null,null,null,null,null,null,null,null,null,null,null,null,null,null,null,null,34026.042200000004,34,null,26,"K",8,"26K 8",422,633,312,{"$f":"MIN(AP728,360/'Roof Bay Analysis'!$I$51*AR728)","v":422},9.6999999999999993]
[34026.045899999997,34026.068850000003,34,null,26,"K",9,"26K 9",459,688.5,338,{"$f":"MIN(I729,360/'Roof Bay Analysis'!$I$51*K729)","v":459},10.4,null,null,null,null,null,null,null,null,null,null,null,null,null,null,null,null,null,null,null,null,null,34026.045899999997,34,null,26,"K",9,"26K 9",459,688.5,338,{"$f":"MIN(AP729,360/'Roof Bay Analysis'!$I$51*AR729)","v":459},10.4]
[34026.051599999999,34026.077400000002,34,null,26,"K",10,"26K10",516,774,378,{"$f":"MIN(I730,360/'Roof Bay Analysis'!$I$51*K730)","v":516},11.8,null,null,null,null,null,null,null,null,null,null,null,null,null,null,null,null,null,null,null,null,null,34026.051599999999,34,null,26,"K",10,"26K10",516,774,378,{"$f":"MIN(AP730,360/'Roof Bay Analysis'!$I$51*AR730)","v":516},11.8]
[34026.051599999999,34026.077400000002,34,null,26,"K",12,"26K12",516,774,378,{"$f":"MIN(I731,360/'Roof Bay Analysis'!$I$51*K731)","v":516},13.7,null,null,null,null,null,null,null,null,null,null,null,null,null,null,null,null,null,null,null,null,null,34026.051599999999,34,null,26,"K",12,"26K12",516,774,378,{"$f":"MIN(AP731,360/'Roof Bay Analysis'!$I$51*AR731)","v":516},13.7]
[34028.036999999997,34028.055500000002,34,null,28,"K",6,"28K 6",370,555,300,{"$f":"MIN(I732,360/'Roof Bay Analysis'!$I$51*K732)","v":370},8.9,null,null,null,null,null,null,null,null,null,null,null,null,null,null,null,null,null,null,null,null,null,34028.036999999997,34,null,28,"K",6,"28K 6",370,555,300,{"$f":"MIN(AP732,360/'Roof Bay Analysis'!$I$51*AR732)","v":370},8.9]
[34028.0412,34028.061800000003,34,null,28,"K",7,"28K 7",412,618,333,{"$f":"MIN(I733,360/'Roof Bay Analysis'!$I$51*K733)","v":412},9.1999999999999993,null,null,null,null,null,null,null,null,null,null,null,null,null,null,null,null,null,null,null,null,null,34028.0412,34,null,28,"K",7,"28K 7",412,618,333,{"$f":"MIN(AP733,360/'Roof Bay Analysis'!$I$51*AR733)","v":412},9.1999999999999993]
[34028.045599999998,34028.068399999996,34,null,28,"K",8,"28K 8",456,684,364,{"$f":"MIN(I734,360/'Roof Bay Analysis'!$I$51*K734)","v":456},9.8000000000000007,null,null,null,null,null,null,null,null,null,null,null,null,null,null,null,null,null,null,null,null,null,34028.045599999998,34,null,28,"K",8,"28K 8",456,684,364,{"$f":"MIN(AP734,360/'Roof Bay Analysis'!$I$51*AR734)","v":456},9.8000000000000007]
[34028.049599999998,34028.074399999998,34,null,28,"K",9,"28K 9",496,744,395,{"$f":"MIN(I735,360/'Roof Bay Analysis'!$I$51*K735)","v":496},10.5,null,null,null,null,null,null,null,null,null,null,null,null,null,null,null,null,null,null,null,null,null,34028.049599999998,34,null,28,"K",9,"28K 9",496,744,395,{"$f":"MIN(AP735,360/'Roof Bay Analysis'!$I$51*AR735)","v":496},10.5]
[34028.051599999999,34028.077400000002,34,null,28,"K",10,"28K10",516,774,410,{"$f":"MIN(I736,360/'Roof Bay Analysis'!$I$51*K736)","v":516},11.8,null,null,null,null,null,null,null,null,null,null,null,null,null,null,null,null,null,null,null,null,null,34028.051599999999,34,null,28,"K",10,"28K10",516,774,410,{"$f":"MIN(AP736,360/'Roof Bay Analysis'!$I$51*AR736)","v":516},11.8]
[34028.051599999999,34028.077400000002,34,null,28,"K",12,"28K12",516,774,410,{"$f":"MIN(I737,360/'Roof Bay Analysis'!$I$51*K737)","v":516},14.5,null,null,null,null,null,null,null,null,null,null,null,null,null,null,null,null,null,null,null,null,null,34028.051599999999,34,null,28,"K",12,"28K12",516,774,410,{"$f":"MIN(AP737,360/'Roof Bay Analysis'!$I$51*AR737)","v":516},14.5]
[34030.044300000001,34030.066449999998,34,null,30,"K",7,"30K 7",443,664.5,384,{"$f":"MIN(I738,360/'Roof Bay Analysis'!$I$51*K738)","v":443},9.6,null,null,null,null,null,null,null,null,null,null,null,null,null,null,null,null,null,null,null,null,null,34030.044300000001,34,null,30,"K",7,"30K 7",443,664.5,384,{"$f":"MIN(AP738,360/'Roof Bay Analysis'!$I$51*AR738)","v":443},9.6]
[34030.048999999999,34030.073499999999,34,null,30,"K",8,"30K 8",490,735,420,{"$f":"MIN(I739,360/'Roof Bay Analysis'!$I$51*K739)","v":490},10,null,null,null,null,null,null,null,null,null,null,null,null,null,null,null,null,null,null,null,null,null,34030.048999999999,34,null,30,"K",8,"30K 8",490,735,420,{"$f":"MIN(AP739,360/'Roof Bay Analysis'!$I$51*AR739)","v":490},10]
[34030.051599999999,34030.077400000002,34,null,30,"K",9,"30K 9",516,774,441,{"$f":"MIN(I740,360/'Roof Bay Analysis'!$I$51*K740)","v":516},10.6,null,null,null,null,null,null,null,null,null,null,null,null,null,null,null,null,null,null,null,null,null,34030.051599999999,34,null,30,"K",9,"30K 9",516,774,441,{"$f":"MIN(AP740,360/'Roof Bay Analysis'!$I$51*AR740)","v":516},10.6]
[34030.051599999999,34030.077400000002,34,null,30,"K",10,"30K10",516,774,441,{"$f":"MIN(I741,360/'Roof Bay Analysis'!$I$51*K741)","v":516},11.9,null,null,null,null,null,null,null,null,null,null,null,null,null,null,null,null,null,null,null,null,null,34030.051599999999,34,null,30,"K",10,"30K10",516,774,441,{"$f":"MIN(AP741,360/'Roof Bay Analysis'!$I$51*AR741)","v":516},11.9]
[34030.051599999999,34030.077400000002,34,null,30,"K",11,"30K11",516,774,441,{"$f":"MIN(I742,360/'Roof Bay Analysis'!$I$51*K742)","v":516},13.3,null,null,null,null,null,null,null,null,null,null,null,null,null,null,null,null,null,null,null,null,null,34030.051599999999,34,null,30,"K",11,"30K11",516,774,441,{"$f":"MIN(AP742,360/'Roof Bay Analysis'!$I$51*AR742)","v":516},13.3]
[34030.051599999999,34030.077400000002,34,null,30,"K",12,"30K12",516,774,441,{"$f":"MIN(I743,360/'Roof Bay Analysis'!$I$51*K743)","v":516},15,null,null,null,null,null,null,null,null,null,null,null,null,null,null,null,null,null,null,null,null,null,34030.051599999999,34,null,30,"K",12,"30K12",516,774,441,{"$f":"MIN(AP743,360/'Roof Bay Analysis'!$I$51*AR743)","v":516},15]
[35018.0245,35018.036749999999,35,null,18,"K",7,"18K 7",245,367.5,121,{"$f":"MIN(I744,360/'Roof Bay Analysis'!$I$51*K744)","v":181.5},8.9,null,null,null,null,null,null,null,null,null,null,null,null,null,null,null,null,null,null,null,null,null,35018.018150000004,35,null,18,"K",7,"18K 7",245,367.5,121,{"$f":"MIN(AP744,360/'Roof Bay Analysis'!$I$51*AR744)","v":181.5},8.9]
[35018.029399999999,35018.044099999999,35,null,18,"K",9,"18K 9",294,441,143,{"$f":"MIN(I745,360/'Roof Bay Analysis'!$I$51*K745)","v":214.5},10.1,null,null,null,null,null,null,null,null,null,null,null,null,null,null,null,null,null,null,null,null,null,35018.02145,35,null,18,"K",9,"18K 9",294,441,143,{"$f":"MIN(AP745,360/'Roof Bay Analysis'!$I$51*AR745)","v":214.5},10.1]
[35018.034899999999,35018.052349999998,35,null,18,"K",10,"18K10",349,523.5,168,{"$f":"MIN(I746,360/'Roof Bay Analysis'!$I$51*K746)","v":252},11.6,null,null,null,null,null,null,null,null,null,null,null,null,null,null,null,null,null,null,null,null,null,35018.025199999996,35,null,18,"K",10,"18K10",349,523.5,168,{"$f":"MIN(AP746,360/'Roof Bay Analysis'!$I$51*AR746)","v":252},11.6]
[35020.024599999997,35020.036899999999,35,null,20,"K",6,"20K 6",246,369,137,{"$f":"MIN(I747,360/'Roof Bay Analysis'!$I$51*K747)","v":205.5},8.4,null,null,null,null,null,null,null,null,null,null,null,null,null,null,null,null,null,null,null,null,null,35020.020550000001,35,null,20,"K",6,"20K 6",246,369,137,{"$f":"MIN(AP747,360/'Roof Bay Analysis'!$I$51*AR747)","v":205.5},8.4]
[35020.027399999999,35020.041100000002,35,null,20,"K",7,"20K 7",274,411,151,{"$f":"MIN(I748,360/'Roof Bay Analysis'!$I$51*K748)","v":226.5},8.9,null,null,null,null,null,null,null,null,null,null,null,null,null,null,null,null,null,null,null,null,null,35020.022649999999,35,null,20,"K",7,"20K 7",274,411,151,{"$f":"MIN(AP748,360/'Roof Bay Analysis'!$I$51*AR748)","v":226.5},8.9]
[35020.032899999998,35020.049350000001,35,null,20,"K",9,"20K 9",329,493.5,179,{"$f":"MIN(I749,360/'Roof Bay Analysis'!$I$51*K749)","v":268.5},10.1,null,null,null,null,null,null,null,null,null,null,null,null,null,null,null,null,null,null,null,null,null,35020.026850000002,35,null,20,"K",9,"20K 9",329,493.5,179,{"$f":"MIN(AP749,360/'Roof Bay Analysis'!$I$51*AR749)","v":268.5},10.1]
[35020.038999999997,35020.058499999999,35,null,20,"K",10,"20K10",390,585,210,{"$f":"MIN(I750,360/'Roof Bay Analysis'!$I$51*K750)","v":315},11.6,null,null,null,null,null,null,null,null,null,null,null,null,null,null,null,null,null,null,null,null,null,35020.031499999997,35,null,20,"K",10,"20K10",390,585,210,{"$f":"MIN(AP750,360/'Roof Bay Analysis'!$I$51*AR750)","v":315},11.6]
[35022.027199999997,35022.040800000002,35,null,22,"K",6,"22K 6",272,408,167,{"$f":"MIN(I751,360/'Roof Bay Analysis'!$I$51*K751)","v":250.5},8.5,null,null,null,null,null,null,null,null,null,null,null,null,null,null,null,null,null,null,null,null,null,35022.025049999997,35,null,22,"K",6,"22K 6",272,408,167,{"$f":"MIN(AP751,360/'Roof Bay Analysis'!$I$51*AR751)","v":250.5},8.5]
[35022.030299999999,35022.045449999998,35,null,22,"K",7,"22K 7",303,454.5,185,{"$f":"MIN(I752,360/'Roof Bay Analysis'!$I$51*K752)","v":277.5},9,null,null,null,null,null,null,null,null,null,null,null,null,null,null,null,null,null,null,null,null,null,35022.027750000001,35,null,22,"K",7,"22K 7",303,454.5,185,{"$f":"MIN(AP752,360/'Roof Bay Analysis'!$I$51*AR752)","v":277.5},9]
[35022.036399999997,35022.054600000003,35,null,22,"K",9,"22K 9",364,546,219,{"$f":"MIN(I753,360/'Roof Bay Analysis'!$I$51*K753)","v":328.5},10.199999999999999,null,null,null,null,null,null,null,null,null,null,null,null,null,null,null,null,null,null,null,null,null,35022.032850000003,35,null,22,"K",9,"22K 9",364,546,219,{"$f":"MIN(AP753,360/'Roof Bay Analysis'!$I$51*AR753)","v":328.5},10.199999999999999]
[35022.0432,35022.0648,35,null,22,"K",10,"22K10",432,648,257,{"$f":"MIN(I754,360/'Roof Bay Analysis'!$I$51*K754)","v":385.5},11.7,null,null,null,null,null,null,null,null,null,null,null,null,null,null,null,null,null,null,null,null,null,35022.038549999997,35,null,22,"K",10,"22K10",432,648,257,{"$f":"MIN(AP754,360/'Roof Bay Analysis'!$I$51*AR754)","v":385.5},11.7]
[35022.049400000004,35022.074099999998,35,null,22,"K",11,"22K11",494,741,292,{"$f":"MIN(I755,360/'Roof Bay Analysis'!$I$51*K755)","v":438},11.9,null,null,null,null,null,null,null,null,null,null,null,null,null,null,null,null,null,null,null,null,null,35022.043799999999,35,null,22,"K",11,"22K11",494,741,292,{"$f":"MIN(AP755,360/'Roof Bay Analysis'!$I$51*AR755)","v":438},11.9]
[35024.0242,35024.0363,35,null,24,"K",4,"24K 4",242,363,164,{"$f":"MIN(I756,360/'Roof Bay Analysis'!$I$51*K756)","v":242},7.8,null,null,null,null,null,null,null,null,null,null,null,null,null,null,null,null,null,null,null,null,null,35024.0242,35,null,24,"K",4,"24K 4",242,363,164,{"$f":"MIN(AP756,360/'Roof Bay Analysis'!$I$51*AR756)","v":242},7.8]
[35024.027300000002,35024.040950000002,35,null,24,"K",5,"24K 5",273,409.5,184,{"$f":"MIN(I757,360/'Roof Bay Analysis'!$I$51*K757)","v":273},7.9,null,null,null,null,null,null,null,null,null,null,null,null,null,null,null,null,null,null,null,null,null,35024.027300000002,35,null,24,"K",5,"24K 5",273,409.5,184,{"$f":"MIN(AP757,360/'Roof Bay Analysis'!$I$51*AR757)","v":273},7.9]
[35024.029699999999,35024.044549999999,35,null,24,"K",6,"24K 6",297,445.5,200,{"$f":"MIN(I758,360/'Roof Bay Analysis'!$I$51*K758)","v":297},8.5,null,null,null,null,null,null,null,null,null,null,null,null,null,null,null,null,null,null,null,null,null,35024.029699999999,35,null,24,"K",6,"24K 6",297,445.5,200,{"$f":"MIN(AP758,360/'Roof Bay Analysis'!$I$51*AR758)","v":297},8.5]
[35024.033100000001,35024.049650000001,35,null,24,"K",7,"24K 7",331,496.5,221,{"$f":"MIN(I759,360/'Roof Bay Analysis'!$I$51*K759)","v":331},9,null,null,null,null,null,null,null,null,null,null,null,null,null,null,null,null,null,null,null,null,null,35024.033100000001,35,null,24,"K",7,"24K 7",331,496.5,221,{"$f":"MIN(AP759,360/'Roof Bay Analysis'!$I$51*AR759)","v":331},9]
[35024.036599999999,35024.054900000003,35,null,24,"K",8,"24K 8",366,549,242,{"$f":"MIN(I760,360/'Roof Bay Analysis'!$I$51*K760)","v":363},9.4,null,null,null,null,null,null,null,null,null,null,null,null,null,null,null,null,null,null,null,null,null,35024.0363,35,null,24,"K",8,"24K 8",366,549,242,{"$f":"MIN(AP760,360/'Roof Bay Analysis'!$I$51*AR760)","v":363},9.4]
[35024.039900000003,35024.059849999998,35,null,24,"K",9,"24K 9",399,598.5,262,{"$f":"MIN(I761,360/'Roof Bay Analysis'!$I$51*K761)","v":393},10.3,null,null,null,null,null,null,null,null,null,null,null,null,null,null,null,null,null,null,null,null,null,35024.039299999997,35,null,24,"K",9,"24K 9",399,598.5,262,{"$f":"MIN(AP761,360/'Roof Bay Analysis'!$I$51*AR761)","v":393},10.3]
[35024.047299999998,35024.070950000001,35,null,24,"K",10,"24K10",473,709.5,308,{"$f":"MIN(I762,360/'Roof Bay Analysis'!$I$51*K762)","v":462},11.7,null,null,null,null,null,null,null,null,null,null,null,null,null,null,null,null,null,null,null,null,null,35024.046199999997,35,null,24,"K",10,"24K10",473,709.5,308,{"$f":"MIN(AP762,360/'Roof Bay Analysis'!$I$51*AR762)","v":462},11.7]
[35024.0501,35024.075149999997,35,null,24,"K",12,"24K12",501,751.5,324,{"$f":"MIN(I763,360/'Roof Bay Analysis'!$I$51*K763)","v":486},13.5,null,null,null,null,null,null,null,null,null,null,null,null,null,null,null,null,null,null,null,null,null,35024.048600000002,35,null,24,"K",12,"24K12",501,751.5,324,{"$f":"MIN(AP763,360/'Roof Bay Analysis'!$I$51*AR763)","v":486},13.5]
[35026.029699999999,35026.044549999999,35,null,26,"K",5,"26K 5",297,445.5,217,{"$f":"MIN(I764,360/'Roof Bay Analysis'!$I$51*K764)","v":297},8.1,null,null,null,null,null,null,null,null,null,null,null,null,null,null,null,null,null,null,null,null,null,35026.029699999999,35,null,26,"K",5,"26K 5",297,445.5,217,{"$f":"MIN(AP764,360/'Roof Bay Analysis'!$I$51*AR764)","v":297},8.1]
[35026.032299999999,35026.048450000002,35,null,26,"K",6,"26K 6",323,484.5,236,{"$f":"MIN(I765,360/'Roof Bay Analysis'!$I$51*K765)","v":323},8.6,null,null,null,null,null,null,null,null,null,null,null,null,null,null,null,null,null,null,null,null,null,35026.032299999999,35,null,26,"K",6,"26K 6",323,484.5,236,{"$f":"MIN(AP765,360/'Roof Bay Analysis'!$I$51*AR765)","v":323},8.6]
[35026.036,35026.053999999996,35,null,26,"K",7,"26K 7",360,540,261,{"$f":"MIN(I766,360/'Roof Bay Analysis'!$I$51*K766)","v":360},9,null,null,null,null,null,null,null,null,null,null,null,null,null,null,null,null,null,null,null,null,null,35026.036,35,null,26,"K",7,"26K 7",360,540,261,{"$f":"MIN(AP766,360/'Roof Bay Analysis'!$I$51*AR766)","v":360},9]
[35026.039799999999,35026.059699999998,35,null,26,"K",8,"26K 8",398,597,286,{"$f":"MIN(I767,360/'Roof Bay Analysis'!$I$51*K767)","v":398},9.6999999999999993,null,null,null,null,null,null,null,null,null,null,null,null,null,null,null,null,null,null,null,null,null,35026.039799999999,35,null,26,"K",8,"26K 8",398,597,286,{"$f":"MIN(AP767,360/'Roof Bay Analysis'!$I$51*AR767)","v":398},9.6999999999999993]
[35026.043299999998,35026.06495,35,null,26,"K",9,"26K 9",433,649.5,310,{"$f":"MIN(I768,360/'Roof Bay Analysis'!$I$51*K768)","v":433},10.4,null,null,null,null,null,null,null,null,null,null,null,null,null,null,null,null,null,null,null,null,null,35026.043299999998,35,null,26,"K",9,"26K 9",433,649.5,310,{"$f":"MIN(AP768,360/'Roof Bay Analysis'!$I$51*AR768)","v":433},10.4]
[35026.0501,35026.075149999997,35,null,26,"K",10,"26K10",501,751.5,356,{"$f":"MIN(I769,360/'Roof Bay Analysis'!$I$51*K769)","v":501},11.8,null,null,null,null,null,null,null,null,null,null,null,null,null,null,null,null,null,null,null,null,null,35026.0501,35,null,26,"K",10,"26K10",501,751.5,356,{"$f":"MIN(AP769,360/'Roof Bay Analysis'!$I$51*AR769)","v":501},11.8]
[35026.0501,35026.075149999997,35,null,26,"K",12,"26K12",501,751.5,356,{"$f":"MIN(I770,360/'Roof Bay Analysis'!$I$51*K770)","v":501},13.7,null,null,null,null,null,null,null,null,null,null,null,null,null,null,null,null,null,null,null,null,null,35026.0501,35,null,26,"K",12,"26K12",501,751.5,356,{"$f":"MIN(AP770,360/'Roof Bay Analysis'!$I$51*AR770)","v":501},13.7]
[35028.034899999999,35028.052349999998,35,null,28,"K",6,"28K 6",349,523.5,275,{"$f":"MIN(I771,360/'Roof Bay Analysis'!$I$51*K771)","v":349},8.9,null,null,null,null,null,null,null,null,null,null,null,null,null,null,null,null,null,null,null,null,null,35028.034899999999,35,null,28,"K",6,"28K 6",349,523.5,275,{"$f":"MIN(AP771,360/'Roof Bay Analysis'!$I$51*AR771)","v":349},8.9]
[{"$f":"C772*1000+E772+I772/10000","v":35028.0389},{"$f":"C772*1000+E772+J772/10000","v":35028.058349999999},35,null,28,"K",7,"28K 7",389,{"$f":"1.5*I772","v":583.5},305,{"$f":"MIN(I772,360/'Roof Bay Analysis'!$I$51*K772)","v":389},9.1999999999999993,null,null,null,null,null,null,null,null,null,null,null,null,null,null,null,null,null,null,null,null,null,{"$f":"AJ772*1000+AL772+AS772/10000","v":35028.0389},35,null,28,"K",7,"28K 7",389,{"$f":"1.5*AP772","v":583.5},305,{"$f":"MIN(AP772,360/'Roof Bay Analysis'!$I$51*AR772)","v":389},9.1999999999999993]
[35028.042999999998,35028.0645,35,null,{"$f":"VALUE(LEFT(H773,2))","v":28},{"$f":"MID(H773,3,LEN(H773)-4)","v":"K"},{"$f":"VALUE(RIGHT(H773,2))","v":8},"28K 8",430,645,333,{"$f":"MIN(I773,360/'Roof Bay Analysis'!$I$51*K773)","v":430},9.8000000000000007,null,null,null,null,null,null,null,null,null,null,null,null,null,null,null,null,null,null,null,null,null,35028.042999999998,35,null,{"$f":"VALUE(LEFT(AO773,2))","v":28},{"$f":"MID(AO773,3,LEN(AO773)-4)","v":"K"},{"$f":"VALUE(RIGHT(AO773,2))","v":8},"28K 8",430,645,333,{"$f":"MIN(AP773,360/'Roof Bay Analysis'!$I$51*AR773)","v":430},9.8000000000000007]
[35028.046799999996,35028.070200000002,35,null,28,"K",9,"28K 9",468,702,361,{"$f":"MIN(I774,360/'Roof Bay Analysis'!$I$51*K774)","v":468},10.5,null,null,null,null,null,null,null,null,null,null,null,null,null,null,null,null,null,null,null,null,null,35028.046799999996,35,null,28,"K",9,"28K 9",468,702,361,{"$f":"MIN(AP774,360/'Roof Bay Analysis'!$I$51*AR774)","v":468},10.5]
[35028.0501,35028.075149999997,35,null,28,"K",10,"28K10",501,751.5,389,{"$f":"MIN(I775,360/'Roof Bay Analysis'!$I$51*K775)","v":501},11.8,null,null,null,null,null,null,null,null,null,null,null,null,null,null,null,null,null,null,null,null,null,35028.0501,35,null,28,"K",10,"28K10",501,751.5,389,{"$f":"MIN(AP775,360/'Roof Bay Analysis'!$I$51*AR775)","v":501},11.8]
[35028.0501,35028.075149999997,35,null,28,"K",12,"28K12",501,751.5,389,{"$f":"MIN(I776,360/'Roof Bay Analysis'!$I$51*K776)","v":501},14.5,null,null,null,null,null,null,null,null,null,null,null,null,null,null,null,null,null,null,null,null,null,35028.0501,35,null,28,"K",12,"28K12",501,751.5,389,{"$f":"MIN(AP776,360/'Roof Bay Analysis'!$I$51*AR776)","v":501},14.5]
[35030.041799999999,35030.062700000002,35,null,30,"K",7,"30K 7",418,627,351,{"$f":"MIN(I777,360/'Roof Bay Analysis'!$I$51*K777)","v":418},9.6,null,null,null,null,null,null,null,null,null,null,null,null,null,null,null,null,null,null,null,null,null,35030.041799999999,35,null,30,"K",7,"30K 7",418,627,351,{"$f":"MIN(AP777,360/'Roof Bay Analysis'!$I$51*AR777)","v":418},9.6]
[35030.046199999997,35030.069300000003,35,null,30,"K",8,"30K 8",462,693,384,{"$f":"MIN(I778,360/'Roof Bay Analysis'!$I$51*K778)","v":462},10,null,null,null,null,null,null,null,null,null,null,null,null,null,null,null,null,null,null,null,null,null,35030.046199999997,35,null,30,"K",8,"30K 8",462,693,384,{"$f":"MIN(AP778,360/'Roof Bay Analysis'!$I$51*AR778)","v":462},10]
[35030.0501,35030.075149999997,35,null,30,"K",9,"30K 9",501,751.5,415,{"$f":"MIN(I779,360/'Roof Bay Analysis'!$I$51*K779)","v":501},10.6,null,null,null,null,null,null,null,null,null,null,null,null,null,null,null,null,null,null,null,null,null,35030.0501,35,null,30,"K",9,"30K 9",501,751.5,415,{"$f":"MIN(AP779,360/'Roof Bay Analysis'!$I$51*AR779)","v":501},10.6]
[35030.0501,35030.075149999997,35,null,30,"K",10,"30K10",501,751.5,415,{"$f":"MIN(I780,360/'Roof Bay Analysis'!$I$51*K780)","v":501},11.9,null,null,null,null,null,null,null,null,null,null,null,null,null,null,null,null,null,null,null,null,null,35030.0501,35,null,30,"K",10,"30K10",501,751.5,415,{"$f":"MIN(AP780,360/'Roof Bay Analysis'!$I$51*AR780)","v":501},11.9]
[35030.0501,35030.075149999997,35,null,30,"K",11,"30K11",501,751.5,415,{"$f":"MIN(I781,360/'Roof Bay Analysis'!$I$51*K781)","v":501},13.3,null,null,null,null,null,null,null,null,null,null,null,null,null,null,null,null,null,null,null,null,null,35030.0501,35,null,30,"K",11,"30K11",501,751.5,415,{"$f":"MIN(AP781,360/'Roof Bay Analysis'!$I$51*AR781)","v":501},13.3]
[35030.0501,35030.075149999997,35,null,30,"K",12,"30K12",501,751.5,415,{"$f":"MIN(I782,360/'Roof Bay Analysis'!$I$51*K782)","v":501},15,null,null,null,null,null,null,null,null,null,null,null,null,null,null,null,null,null,null,null,null,null,35030.0501,35,null,30,"K",12,"30K12",501,751.5,415,{"$f":"MIN(AP782,360/'Roof Bay Analysis'!$I$51*AR782)","v":501},15]
[36018.023200000003,36018.034800000001,36,null,18,"K",7,"18K 7",232,348,111,{"$f":"MIN(I783,360/'Roof Bay Analysis'!$I$51*K783)","v":166.5},8.9,null,null,null,null,null,null,null,null,null,null,null,null,null,null,null,null,null,null,null,null,null,36018.016649999998,36,null,18,"K",7,"18K 7",232,348,111,{"$f":"MIN(AP783,360/'Roof Bay Analysis'!$I$51*AR783)","v":166.5},8.9]
[36018.027800000003,36018.041700000002,36,null,18,"K",9,"18K 9",278,417,132,{"$f":"MIN(I784,360/'Roof Bay Analysis'!$I$51*K784)","v":198},10.1,null,null,null,null,null,null,null,null,null,null,null,null,null,null,null,null,null,null,null,null,null,36018.019800000002,36,null,18,"K",9,"18K 9",278,417,132,{"$f":"MIN(AP784,360/'Roof Bay Analysis'!$I$51*AR784)","v":198},10.1]
[36018.033000000003,36018.049500000001,36,null,18,"K",10,"18K10",330,495,154,{"$f":"MIN(I785,360/'Roof Bay Analysis'!$I$51*K785)","v":231},11.6,null,null,null,null,null,null,null,null,null,null,null,null,null,null,null,null,null,null,null,null,null,36018.023099999999,36,null,18,"K",10,"18K10",330,495,154,{"$f":"MIN(AP785,360/'Roof Bay Analysis'!$I$51*AR785)","v":231},11.6]
[36020.025900000001,36020.038849999997,36,null,20,"K",7,"20K 7",259,388.5,139,{"$f":"MIN(I786,360/'Roof Bay Analysis'!$I$51*K786)","v":208.5},8.9,null,null,null,null,null,null,null,null,null,null,null,null,null,null,null,null,null,null,null,null,null,36020.020850000001,36,null,20,"K",7,"20K 7",259,388.5,139,{"$f":"MIN(AP786,360/'Roof Bay Analysis'!$I$51*AR786)","v":208.5},8.9]
[36020.0311,36020.046649999997,36,null,20,"K",9,"20K 9",311,466.5,164,{"$f":"MIN(I787,360/'Roof Bay Analysis'!$I$51*K787)","v":246},10.1,null,null,null,null,null,null,null,null,null,null,null,null,null,null,null,null,null,null,null,null,null,36020.024599999997,36,null,20,"K",9,"20K 9",311,466.5,164,{"$f":"MIN(AP787,360/'Roof Bay Analysis'!$I$51*AR787)","v":246},10.1]
[36020.036899999999,36020.055350000002,36,null,20,"K",10,"20K10",369,553.5,193,{"$f":"MIN(I788,360/'Roof Bay Analysis'!$I$51*K788)","v":289.5},11.6,null,null,null,null,null,null,null,null,null,null,null,null,null,null,null,null,null,null,null,null,null,36020.02895,36,null,20,"K",10,"20K10",369,553.5,193,{"$f":"MIN(AP788,360/'Roof Bay Analysis'!$I$51*AR788)","v":289.5},11.6]
[36022.028599999998,36022.0429,36,null,22,"K",7,"22K 7",286,429,169,{"$f":"MIN(I789,360/'Roof Bay Analysis'!$I$51*K789)","v":253.5},9,null,null,null,null,null,null,null,null,null,null,null,null,null,null,null,null,null,null,null,null,null,36022.025350000004,36,null,22,"K",7,"22K 7",286,429,169,{"$f":"MIN(AP789,360/'Roof Bay Analysis'!$I$51*AR789)","v":253.5},9]
[36022.034399999997,36022.051599999999,36,null,22,"K",9,"22K 9",344,516,201,{"$f":"MIN(I790,360/'Roof Bay Analysis'!$I$51*K790)","v":301.5},10.199999999999999,null,null,null,null,null,null,null,null,null,null,null,null,null,null,null,null,null,null,null,null,null,36022.030149999999,36,null,22,"K",9,"22K 9",344,516,201,{"$f":"MIN(AP790,360/'Roof Bay Analysis'!$I$51*AR790)","v":301.5},10.199999999999999]
[36022.040800000002,36022.061199999996,36,null,22,"K",10,"22K10",408,612,236,{"$f":"MIN(I791,360/'Roof Bay Analysis'!$I$51*K791)","v":354},11.7,null,null,null,null,null,null,null,null,null,null,null,null,null,null,null,null,null,null,null,null,null,36022.035400000001,36,null,22,"K",10,"22K10",408,612,236,{"$f":"MIN(AP791,360/'Roof Bay Analysis'!$I$51*AR791)","v":354},11.7]
[36022.046699999999,36022.070050000002,36,null,22,"K",11,"22K11",467,700.5,269,{"$f":"MIN(I792,360/'Roof Bay Analysis'!$I$51*K792)","v":403.5},11.9,null,null,null,null,null,null,null,null,null,null,null,null,null,null,null,null,null,null,null,null,null,36022.040350000003,36,null,22,"K",11,"22K11",467,700.5,269,{"$f":"MIN(AP792,360/'Roof Bay Analysis'!$I$51*AR792)","v":403.5},11.9]
[36024.025800000003,36024.038699999997,36,null,24,"K",5,"24K 5",258,387,169,{"$f":"MIN(I793,360/'Roof Bay Analysis'!$I$51*K793)","v":253.5},7.9,null,null,null,null,null,null,null,null,null,null,null,null,null,null,null,null,null,null,null,null,null,36024.025350000004,36,null,24,"K",5,"24K 5",258,387,169,{"$f":"MIN(AP793,360/'Roof Bay Analysis'!$I$51*AR793)","v":253.5},7.9]
[36024.028100000003,36024.042150000001,36,null,24,"K",6,"24K 6",281,421.5,183,{"$f":"MIN(I794,360/'Roof Bay Analysis'!$I$51*K794)","v":274.5},8.5,null,null,null,null,null,null,null,null,null,null,null,null,null,null,null,null,null,null,null,null,null,36024.027450000001,36,null,24,"K",6,"24K 6",281,421.5,183,{"$f":"MIN(AP794,360/'Roof Bay Analysis'!$I$51*AR794)","v":274.5},8.5]
[36024.031300000002,36024.046950000004,36,null,24,"K",7,"24K 7",313,469.5,203,{"$f":"MIN(I795,360/'Roof Bay Analysis'!$I$51*K795)","v":304.5},9,null,null,null,null,null,null,null,null,null,null,null,null,null,null,null,null,null,null,null,null,null,36024.030449999998,36,null,24,"K",7,"24K 7",313,469.5,203,{"$f":"MIN(AP795,360/'Roof Bay Analysis'!$I$51*AR795)","v":304.5},9]
[36024.034599999999,36024.051899999999,36,null,24,"K",8,"24K 8",346,519,222,{"$f":"MIN(I796,360/'Roof Bay Analysis'!$I$51*K796)","v":333},9.4,null,null,null,null,null,null,null,null,null,null,null,null,null,null,null,null,null,null,null,null,null,36024.033300000003,36,null,24,"K",8,"24K 8",346,519,222,{"$f":"MIN(AP796,360/'Roof Bay Analysis'!$I$51*AR796)","v":333},9.4]
[36024.037700000001,36024.056550000001,36,null,24,"K",9,"24K 9",377,565.5,241,{"$f":"MIN(I797,360/'Roof Bay Analysis'!$I$51*K797)","v":361.5},10.3,null,null,null,null,null,null,null,null,null,null,null,null,null,null,null,null,null,null,null,null,null,36024.03615,36,null,24,"K",9,"24K 9",377,565.5,241,{"$f":"MIN(AP797,360/'Roof Bay Analysis'!$I$51*AR797)","v":361.5},10.3]
[36024.044699999999,36024.067049999998,36,null,24,"K",10,"24K10",447,670.5,283,{"$f":"MIN(I798,360/'Roof Bay Analysis'!$I$51*K798)","v":424.5},11.7,null,null,null,null,null,null,null,null,null,null,null,null,null,null,null,null,null,null,null,null,null,36024.042450000001,36,null,24,"K",10,"24K10",447,670.5,283,{"$f":"MIN(AP798,360/'Roof Bay Analysis'!$I$51*AR798)","v":424.5},11.7]
[36024.048699999999,36024.073049999999,36,null,24,"K",12,"24K12",487,730.5,306,{"$f":"MIN(I799,360/'Roof Bay Analysis'!$I$51*K799)","v":459},13.5,null,null,null,null,null,null,null,null,null,null,null,null,null,null,null,null,null,null,null,null,null,36024.045899999997,36,null,24,"K",12,"24K12",487,730.5,306,{"$f":"MIN(AP799,360/'Roof Bay Analysis'!$I$51*AR799)","v":459},13.5]
[36026.027999999998,36026.042000000001,36,null,26,"K",5,"26K 5",280,420,199,{"$f":"MIN(I800,360/'Roof Bay Analysis'!$I$51*K800)","v":280},8.1,null,null,null,null,null,null,null,null,null,null,null,null,null,null,null,null,null,null,null,null,null,36026.027999999998,36,null,26,"K",5,"26K 5",280,420,199,{"$f":"MIN(AP800,360/'Roof Bay Analysis'!$I$51*AR800)","v":280},8.1]
[36026.030500000001,36026.045749999997,36,null,26,"K",6,"26K 6",305,457.5,216,{"$f":"MIN(I801,360/'Roof Bay Analysis'!$I$51*K801)","v":305},8.6,null,null,null,null,null,null,null,null,null,null,null,null,null,null,null,null,null,null,null,null,null,36026.030500000001,36,null,26,"K",6,"26K 6",305,457.5,216,{"$f":"MIN(AP801,360/'Roof Bay Analysis'!$I$51*AR801)","v":305},8.6]
[36026.034,36026.050999999999,36,null,26,"K",7,"26K 7",340,510,240,{"$f":"MIN(I802,360/'Roof Bay Analysis'!$I$51*K802)","v":340},9,null,null,null,null,null,null,null,null,null,null,null,null,null,null,null,null,null,null,null,null,null,36026.034,36,null,26,"K",7,"26K 7",340,510,240,{"$f":"MIN(AP802,360/'Roof Bay Analysis'!$I$51*AR802)","v":340},9]
[36026.037600000003,36026.056400000001,36,null,26,"K",8,"26K 8",376,564,263,{"$f":"MIN(I803,360/'Roof Bay Analysis'!$I$51*K803)","v":376},9.6999999999999993,null,null,null,null,null,null,null,null,null,null,null,null,null,null,null,null,null,null,null,null,null,36026.037600000003,36,null,26,"K",8,"26K 8",376,564,263,{"$f":"MIN(AP803,360/'Roof Bay Analysis'!$I$51*AR803)","v":376},9.6999999999999993]
[36026.0409,36026.061350000004,36,null,26,"K",9,"26K 9",409,613.5,284,{"$f":"MIN(I804,360/'Roof Bay Analysis'!$I$51*K804)","v":409},10.4,null,null,null,null,null,null,null,null,null,null,null,null,null,null,null,null,null,null,null,null,null,36026.0409,36,null,26,"K",9,"26K 9",409,613.5,284,{"$f":"MIN(AP804,360/'Roof Bay Analysis'!$I$51*AR804)","v":409},10.4]
[36026.048600000002,36026.072899999999,36,null,26,"K",10,"26K10",486,729,334,{"$f":"MIN(I805,360/'Roof Bay Analysis'!$I$51*K805)","v":486},11.8,null,null,null,null,null,null,null,null,null,null,null,null,null,null,null,null,null,null,null,null,null,36026.048600000002,36,null,26,"K",10,"26K10",486,729,334,{"$f":"MIN(AP805,360/'Roof Bay Analysis'!$I$51*AR805)","v":486},11.8]
[36026.048699999999,36026.073049999999,36,null,26,"K",12,"26K12",487,730.5,334,{"$f":"MIN(I806,360/'Roof Bay Analysis'!$I$51*K806)","v":487},13.7,null,null,null,null,null,null,null,null,null,null,null,null,null,null,null,null,null,null,null,null,null,36026.048699999999,36,null,26,"K",12,"26K12",487,730.5,334,{"$f":"MIN(AP806,360/'Roof Bay Analysis'!$I$51*AR806)","v":487},13.7]
[36028.033000000003,36028.049500000001,36,null,28,"K",6,"28K 6",330,495,252,{"$f":"MIN(I807,360/'Roof Bay Analysis'!$I$51*K807)","v":330},8.9,null,null,null,null,null,null,null,null,null,null,null,null,null,null,null,null,null,null,null,null,null,36028.033000000003,36,null,28,"K",6,"28K 6",330,495,252,{"$f":"MIN(AP807,360/'Roof Bay Analysis'!$I$51*AR807)","v":330},8.9]
[36028.036699999997,36028.055050000003,36,null,28,"K",7,"28K 7",367,550.5,280,{"$f":"MIN(I808,360/'Roof Bay Analysis'!$I$51*K808)","v":367},9.1999999999999993,null,null,null,null,null,null,null,null,null,null,null,null,null,null,null,null,null,null,null,null,null,36028.036699999997,36,null,28,"K",7,"28K 7",367,550.5,280,{"$f":"MIN(AP808,360/'Roof Bay Analysis'!$I$51*AR808)","v":367},9.1999999999999993]
[36028.0406,36028.060899999997,36,null,28,"K",8,"28K 8",406,609,306,{"$f":"MIN(I809,360/'Roof Bay Analysis'!$I$51*K809)","v":406},9.8000000000000007,null,null,null,null,null,null,null,null,null,null,null,null,null,null,null,null,null,null,null,null,null,36028.0406,36,null,28,"K",8,"28K 8",406,609,306,{"$f":"MIN(AP809,360/'Roof Bay Analysis'!$I$51*AR809)","v":406},9.8000000000000007]
[36028.044199999997,36028.066299999999,36,null,28,"K",9,"28K 9",442,663,332,{"$f":"MIN(I810,360/'Roof Bay Analysis'!$I$51*K810)","v":442},10.5,null,null,null,null,null,null,null,null,null,null,null,null,null,null,null,null,null,null,null,null,null,36028.044199999997,36,null,28,"K",9,"28K 9",442,663,332,{"$f":"MIN(AP810,360/'Roof Bay Analysis'!$I$51*AR810)","v":442},10.5]
[36028.048699999999,36028.073049999999,36,null,28,"K",10,"28K10",487,730.5,366,{"$f":"MIN(I811,360/'Roof Bay Analysis'!$I$51*K811)","v":487},11.8,null,null,null,null,null,null,null,null,null,null,null,null,null,null,null,null,null,null,null,null,null,36028.048699999999,36,null,28,"K",10,"28K10",487,730.5,366,{"$f":"MIN(AP811,360/'Roof Bay Analysis'!$I$51*AR811)","v":487},11.8]
[36028.048699999999,36028.073049999999,36,null,28,"K",12,"28K12",487,730.5,366,{"$f":"MIN(I812,360/'Roof Bay Analysis'!$I$51*K812)","v":487},14.5,null,null,null,null,null,null,null,null,null,null,null,null,null,null,null,null,null,null,null,null,null,36028.048699999999,36,null,28,"K",12,"28K12",487,730.5,366,{"$f":"MIN(AP812,360/'Roof Bay Analysis'!$I$51*AR812)","v":487},14.5]
[36030.039499999999,36030.059249999998,36,null,30,"K",7,"30K 7",395,592.5,323,{"$f":"MIN(I813,360/'Roof Bay Analysis'!$I$51*K813)","v":395},9.6,null,null,null,null,null,null,null,null,null,null,null,null,null,null,null,null,null,null,null,null,null,36030.039499999999,36,null,30,"K",7,"30K 7",395,592.5,323,{"$f":"MIN(AP813,360/'Roof Bay Analysis'!$I$51*AR813)","v":395},9.6]
[36030.043599999997,36030.065399999999,36,null,30,"K",8,"30K 8",436,654,353,{"$f":"MIN(I814,360/'Roof Bay Analysis'!$I$51*K814)","v":436},10,null,null,null,null,null,null,null,null,null,null,null,null,null,null,null,null,null,null,null,null,null,36030.043599999997,36,null,30,"K",8,"30K 8",436,654,353,{"$f":"MIN(AP814,360/'Roof Bay Analysis'!$I$51*AR814)","v":436},10]
[36030.047500000001,36030.071250000001,36,null,30,"K",9,"30K 9",475,712.5,383,{"$f":"MIN(I815,360/'Roof Bay Analysis'!$I$51*K815)","v":475},10.6,null,null,null,null,null,null,null,null,null,null,null,null,null,null,null,null,null,null,null,null,null,36030.047500000001,36,null,30,"K",9,"30K 9",475,712.5,383,{"$f":"MIN(AP815,360/'Roof Bay Analysis'!$I$51*AR815)","v":475},10.6]
[36030.048699999999,36030.073049999999,36,null,30,"K",10,"30K10",487,730.5,392,{"$f":"MIN(I816,360/'Roof Bay Analysis'!$I$51*K816)","v":487},11.9,null,null,null,null,null,null,null,null,null,null,null,null,null,null,null,null,null,null,null,null,null,36030.048699999999,36,null,30,"K",10,"30K10",487,730.5,392,{"$f":"MIN(AP816,360/'Roof Bay Analysis'!$I$51*AR816)","v":487},11.9]
[36030.048699999999,36030.073049999999,36,null,30,"K",11,"30K11",487,730.5,392,{"$f":"MIN(I817,360/'Roof Bay Analysis'!$I$51*K817)","v":487},13.3,null,null,null,null,null,null,null,null,null,null,null,null,null,null,null,null,null,null,null,null,null,36030.048699999999,36,null,30,"K",11,"30K11",487,730.5,392,{"$f":"MIN(AP817,360/'Roof Bay Analysis'!$I$51*AR817)","v":487},13.3]
[36030.048699999999,36030.073049999999,36,null,30,"K",12,"30K12",487,730.5,392,{"$f":"MIN(I818,360/'Roof Bay Analysis'!$I$51*K818)","v":487},15,null,null,null,null,null,null,null,null,null,null,null,null,null,null,null,null,null,null,null,null,null,36030.048699999999,36,null,30,"K",12,"30K12",487,730.5,392,{"$f":"MIN(AP818,360/'Roof Bay Analysis'!$I$51*AR818)","v":487},15]
[37020.0245,37020.036749999999,37,null,20,"K",7,"20K 7",245,367.5,128,{"$f":"MIN(I819,360/'Roof Bay Analysis'!$I$51*K819)","v":192},8.9,null,null,null,null,null,null,null,null,null,null,null,null,null,null,null,null,null,null,null,null,null,37020.019200000002,37,null,20,"K",7,"20K 7",245,367.5,128,{"$f":"MIN(AP819,360/'Roof Bay Analysis'!$I$51*AR819)","v":192},8.9]
[37020.029399999999,37020.044099999999,37,null,20,"K",9,"20K 9",294,441,151,{"$f":"MIN(I820,360/'Roof Bay Analysis'!$I$51*K820)","v":226.5},10.1,null,null,null,null,null,null,null,null,null,null,null,null,null,null,null,null,null,null,null,null,null,37020.022649999999,37,null,20,"K",9,"20K 9",294,441,151,{"$f":"MIN(AP820,360/'Roof Bay Analysis'!$I$51*AR820)","v":226.5},10.1]
[37020.034899999999,37020.052349999998,37,null,20,"K",10,"20K10",349,523.5,178,{"$f":"MIN(I821,360/'Roof Bay Analysis'!$I$51*K821)","v":267},11.6,null,null,null,null,null,null,null,null,null,null,null,null,null,null,null,null,null,null,null,null,null,37020.026700000002,37,null,20,"K",10,"20K10",349,523.5,178,{"$f":"MIN(AP821,360/'Roof Bay Analysis'!$I$51*AR821)","v":267},11.6]
[37022.027099999999,37022.040650000003,37,null,22,"K",7,"22K 7",271,406.5,156,{"$f":"MIN(I822,360/'Roof Bay Analysis'!$I$51*K822)","v":234},9,null,null,null,null,null,null,null,null,null,null,null,null,null,null,null,null,null,null,null,null,null,37022.023399999998,37,null,22,"K",7,"22K 7",271,406.5,156,{"$f":"MIN(AP822,360/'Roof Bay Analysis'!$I$51*AR822)","v":234},9]
[37022.032500000001,37022.048750000002,37,null,22,"K",9,"22K 9",325,487.5,185,{"$f":"MIN(I823,360/'Roof Bay Analysis'!$I$51*K823)","v":277.5},10.199999999999999,null,null,null,null,null,null,null,null,null,null,null,null,null,null,null,null,null,null,null,null,null,37022.027750000001,37,null,22,"K",9,"22K 9",325,487.5,185,{"$f":"MIN(AP823,360/'Roof Bay Analysis'!$I$51*AR823)","v":277.5},10.199999999999999]
[37022.0386,37022.0579,37,null,22,"K",10,"22K10",386,579,217,{"$f":"MIN(I824,360/'Roof Bay Analysis'!$I$51*K824)","v":325.5},11.7,null,null,null,null,null,null,null,null,null,null,null,null,null,null,null,null,null,null,null,null,null,37022.032550000004,37,null,22,"K",10,"22K10",386,579,217,{"$f":"MIN(AP824,360/'Roof Bay Analysis'!$I$51*AR824)","v":325.5},11.7]
[37022.044199999997,37022.066299999999,37,null,22,"K",11,"22K11",442,663,247,{"$f":"MIN(I825,360/'Roof Bay Analysis'!$I$51*K825)","v":370.5},11.9,null,null,null,null,null,null,null,null,null,null,null,null,null,null,null,null,null,null,null,null,null,37022.037049999999,37,null,22,"K",11,"22K11",442,663,247,{"$f":"MIN(AP825,360/'Roof Bay Analysis'!$I$51*AR825)","v":370.5},11.9]
[37024.024400000002,37024.036599999999,37,null,24,"K",5,"24K 5",244,366,155,{"$f":"MIN(I826,360/'Roof Bay Analysis'!$I$51*K826)","v":232.5},7.9,null,null,null,null,null,null,null,null,null,null,null,null,null,null,null,null,null,null,null,null,null,37024.023249999998,37,null,24,"K",5,"24K 5",244,366,155,{"$f":"MIN(AP826,360/'Roof Bay Analysis'!$I$51*AR826)","v":232.5},7.9]
[37024.026599999997,37024.039900000003,37,null,24,"K",6,"24K 6",266,399,169,{"$f":"MIN(I827,360/'Roof Bay Analysis'!$I$51*K827)","v":253.5},8.5,null,null,null,null,null,null,null,null,null,null,null,null,null,null,null,null,null,null,null,null,null,37024.025350000004,37,null,24,"K",6,"24K 6",266,399,169,{"$f":"MIN(AP827,360/'Roof Bay Analysis'!$I$51*AR827)","v":253.5},8.5]
[37024.029600000002,37024.044399999999,37,null,24,"K",7,"24K 7",296,444,187,{"$f":"MIN(I828,360/'Roof Bay Analysis'!$I$51*K828)","v":280.5},9,null,null,null,null,null,null,null,null,null,null,null,null,null,null,null,null,null,null,null,null,null,37024.028050000001,37,null,24,"K",7,"24K 7",296,444,187,{"$f":"MIN(AP828,360/'Roof Bay Analysis'!$I$51*AR828)","v":280.5},9]
[37024.032700000003,37024.049050000001,37,null,24,"K",8,"24K 8",327,490.5,205,{"$f":"MIN(I829,360/'Roof Bay Analysis'!$I$51*K829)","v":307.5},9.4,null,null,null,null,null,null,null,null,null,null,null,null,null,null,null,null,null,null,null,null,null,37024.030749999998,37,null,24,"K",8,"24K 8",327,490.5,205,{"$f":"MIN(AP829,360/'Roof Bay Analysis'!$I$51*AR829)","v":307.5},9.4]
[37024.035600000003,37024.053399999997,37,null,24,"K",9,"24K 9",356,534,222,{"$f":"MIN(I830,360/'Roof Bay Analysis'!$I$51*K830)","v":333},10.3,null,null,null,null,null,null,null,null,null,null,null,null,null,null,null,null,null,null,null,null,null,37024.033300000003,37,null,24,"K",9,"24K 9",356,534,222,{"$f":"MIN(AP830,360/'Roof Bay Analysis'!$I$51*AR830)","v":333},10.3]
[37024.042300000001,37024.063450000001,37,null,24,"K",10,"24K10",423,634.5,260,{"$f":"MIN(I831,360/'Roof Bay Analysis'!$I$51*K831)","v":390},11.7,null,null,null,null,null,null,null,null,null,null,null,null,null,null,null,null,null,null,null,null,null,37024.038999999997,37,null,24,"K",10,"24K10",423,634.5,260,{"$f":"MIN(AP831,360/'Roof Bay Analysis'!$I$51*AR831)","v":390},11.7]
[37024.047400000003,37024.071100000001,37,null,24,"K",12,"24K12",474,711,290,{"$f":"MIN(I832,360/'Roof Bay Analysis'!$I$51*K832)","v":435},13.5,null,null,null,null,null,null,null,null,null,null,null,null,null,null,null,null,null,null,null,null,null,37024.0435,37,null,24,"K",12,"24K12",474,711,290,{"$f":"MIN(AP832,360/'Roof Bay Analysis'!$I$51*AR832)","v":435},13.5]
[37026.0265,37026.039750000004,37,null,26,"K",5,"26K 5",265,397.5,183,{"$f":"MIN(I833,360/'Roof Bay Analysis'!$I$51*K833)","v":265},8.1,null,null,null,null,null,null,null,null,null,null,null,null,null,null,null,null,null,null,null,null,null,37026.0265,37,null,26,"K",5,"26K 5",265,397.5,183,{"$f":"MIN(AP833,360/'Roof Bay Analysis'!$I$51*AR833)","v":265},8.1]
[37026.028899999998,37026.04335,37,null,26,"K",6,"26K 6",289,433.5,199,{"$f":"MIN(I834,360/'Roof Bay Analysis'!$I$51*K834)","v":289},8.6,null,null,null,null,null,null,null,null,null,null,null,null,null,null,null,null,null,null,null,null,null,37026.028899999998,37,null,26,"K",6,"26K 6",289,433.5,199,{"$f":"MIN(AP834,360/'Roof Bay Analysis'!$I$51*AR834)","v":289},8.6]
[37026.032200000001,37026.048300000002,37,null,26,"K",7,"26K 7",322,483,221,{"$f":"MIN(I835,360/'Roof Bay Analysis'!$I$51*K835)","v":322},9,null,null,null,null,null,null,null,null,null,null,null,null,null,null,null,null,null,null,null,null,null,37026.032200000001,37,null,26,"K",7,"26K 7",322,483,221,{"$f":"MIN(AP835,360/'Roof Bay Analysis'!$I$51*AR835)","v":322},9]
[{"$f":"C836*1000+E836+I836/10000","v":37026.035600000003},{"$f":"C836*1000+E836+J836/10000","v":37026.053399999997},37,null,26,"K",8,"26K 8",356,{"$f":"1.5*I836","v":534},242,{"$f":"MIN(I836,360/'Roof Bay Analysis'!$I$51*K836)","v":356},9.6999999999999993,null,null,null,null,null,null,null,null,null,null,null,null,null,null,null,null,null,null,null,null,null,{"$f":"AJ836*1000+AL836+AS836/10000","v":37026.035600000003},37,null,26,"K",8,"26K 8",356,{"$f":"1.5*AP836","v":534},242,{"$f":"MIN(AP836,360/'Roof Bay Analysis'!$I$51*AR836)","v":356},9.6999999999999993]
[37026.038699999997,37026.05805,37,null,{"$f":"VALUE(LEFT(H837,2))","v":26},{"$f":"MID(H837,3,LEN(H837)-4)","v":"K"},{"$f":"VALUE(RIGHT(H837,2))","v":9},"26K 9",387,580.5,262,{"$f":"MIN(I837,360/'Roof Bay Analysis'!$I$51*K837)","v":387},10.4,null,null,null,null,null,null,null,null,null,null,null,null,null,null,null,null,null,null,null,null,null,37026.038699999997,37,null,{"$f":"VALUE(LEFT(AO837,2))","v":26},{"$f":"MID(AO837,3,LEN(AO837)-4)","v":"K"},{"$f":"VALUE(RIGHT(AO837,2))","v":9},"26K 9",387,580.5,262,{"$f":"MIN(AP837,360/'Roof Bay Analysis'!$I$51*AR837)","v":387},10.4]
[37026.046000000002,37026.069000000003,37,null,26,"K",10,"26K10",460,690,308,{"$f":"MIN(I838,360/'Roof Bay Analysis'!$I$51*K838)","v":460},11.8,null,null,null,null,null,null,null,null,null,null,null,null,null,null,null,null,null,null,null,null,null,37026.046000000002,37,null,26,"K",10,"26K10",460,690,308,{"$f":"MIN(AP838,360/'Roof Bay Analysis'!$I$51*AR838)","v":460},11.8]
[37026.047400000003,37026.071100000001,37,null,26,"K",12,"26K12",474,711,315,{"$f":"MIN(I839,360/'Roof Bay Analysis'!$I$51*K839)","v":472.5},13.7,null,null,null,null,null,null,null,null,null,null,null,null,null,null,null,null,null,null,null,null,null,37026.047250000003,37,null,26,"K",12,"26K12",474,711,315,{"$f":"MIN(AP839,360/'Roof Bay Analysis'!$I$51*AR839)","v":472.5},13.7]
[37028.031199999998,37028.046799999996,37,null,28,"K",6,"28K 6",312,468,232,{"$f":"MIN(I840,360/'Roof Bay Analysis'!$I$51*K840)","v":312},8.9,null,null,null,null,null,null,null,null,null,null,null,null,null,null,null,null,null,null,null,null,null,37028.031199999998,37,null,28,"K",6,"28K 6",312,468,232,{"$f":"MIN(AP840,360/'Roof Bay Analysis'!$I$51*AR840)","v":312},8.9]
[37028.034800000001,37028.052199999998,37,null,28,"K",7,"28K 7",348,522,257,{"$f":"MIN(I841,360/'Roof Bay Analysis'!$I$51*K841)","v":348},9.1999999999999993,null,null,null,null,null,null,null,null,null,null,null,null,null,null,null,null,null,null,null,null,null,37028.034800000001,37,null,28,"K",7,"28K 7",348,522,257,{"$f":"MIN(AP841,360/'Roof Bay Analysis'!$I$51*AR841)","v":348},9.1999999999999993]
[37028.038399999998,37028.0576,37,null,28,"K",8,"28K 8",384,576,282,{"$f":"MIN(I842,360/'Roof Bay Analysis'!$I$51*K842)","v":384},9.8000000000000007,null,null,null,null,null,null,null,null,null,null,null,null,null,null,null,null,null,null,null,null,null,37028.038399999998,37,null,28,"K",8,"28K 8",384,576,282,{"$f":"MIN(AP842,360/'Roof Bay Analysis'!$I$51*AR842)","v":384},9.8000000000000007]
[37028.041799999999,37028.062700000002,37,null,28,"K",9,"28K 9",418,627,305,{"$f":"MIN(I843,360/'Roof Bay Analysis'!$I$51*K843)","v":418},10.5,null,null,null,null,null,null,null,null,null,null,null,null,null,null,null,null,null,null,null,null,null,37028.041799999999,37,null,28,"K",9,"28K 9",418,627,305,{"$f":"MIN(AP843,360/'Roof Bay Analysis'!$I$51*AR843)","v":418},10.5]
[37028.047400000003,37028.071100000001,37,null,28,"K",10,"28K10",474,711,344,{"$f":"MIN(I844,360/'Roof Bay Analysis'!$I$51*K844)","v":474},11.8,null,null,null,null,null,null,null,null,null,null,null,null,null,null,null,null,null,null,null,null,null,37028.047400000003,37,null,28,"K",10,"28K10",474,711,344,{"$f":"MIN(AP844,360/'Roof Bay Analysis'!$I$51*AR844)","v":474},11.8]
[37028.047400000003,37028.071100000001,37,null,28,"K",12,"28K12",474,711,344,{"$f":"MIN(I845,360/'Roof Bay Analysis'!$I$51*K845)","v":474},14.5,null,null,null,null,null,null,null,null,null,null,null,null,null,null,null,null,null,null,null,null,null,37028.047400000003,37,null,28,"K",12,"28K12",474,711,344,{"$f":"MIN(AP845,360/'Roof Bay Analysis'!$I$51*AR845)","v":474},14.5]
[37030.037300000004,37030.055950000002,37,null,30,"K",7,"30K 7",373,559.5,297,{"$f":"MIN(I846,360/'Roof Bay Analysis'!$I$51*K846)","v":373},9.6,null,null,null,null,null,null,null,null,null,null,null,null,null,null,null,null,null,null,null,null,null,37030.037300000004,37,null,30,"K",7,"30K 7",373,559.5,297,{"$f":"MIN(AP846,360/'Roof Bay Analysis'!$I$51*AR846)","v":373},9.6]
[37030.041299999997,37030.061950000003,37,null,30,"K",8,"30K 8",413,619.5,325,{"$f":"MIN(I847,360/'Roof Bay Analysis'!$I$51*K847)","v":413},10,null,null,null,null,null,null,null,null,null,null,null,null,null,null,null,null,null,null,null,null,null,37030.041299999997,37,null,30,"K",8,"30K 8",413,619.5,325,{"$f":"MIN(AP847,360/'Roof Bay Analysis'!$I$51*AR847)","v":413},10]
[37030.044900000001,37030.067349999998,37,null,30,"K",9,"30K 9",449,673.5,352,{"$f":"MIN(I848,360/'Roof Bay Analysis'!$I$51*K848)","v":449},10.6,null,null,null,null,null,null,null,null,null,null,null,null,null,null,null,null,null,null,null,null,null,37030.044900000001,37,null,30,"K",9,"30K 9",449,673.5,352,{"$f":"MIN(AP848,360/'Roof Bay Analysis'!$I$51*AR848)","v":449},10.6]
[37030.047400000003,37030.071100000001,37,null,30,"K",10,"30K10",474,711,374,{"$f":"MIN(I849,360/'Roof Bay Analysis'!$I$51*K849)","v":474},11.9,null,null,null,null,null,null,null,null,null,null,null,null,null,null,null,null,null,null,null,null,null,37030.047400000003,37,null,30,"K",10,"30K10",474,711,374,{"$f":"MIN(AP849,360/'Roof Bay Analysis'!$I$51*AR849)","v":474},11.9]
[37030.047400000003,37030.071100000001,37,null,30,"K",11,"30K11",474,711,374,{"$f":"MIN(I850,360/'Roof Bay Analysis'!$I$51*K850)","v":474},13.3,null,null,null,null,null,null,null,null,null,null,null,null,null,null,null,null,null,null,null,null,null,37030.047400000003,37,null,30,"K",11,"30K11",474,711,374,{"$f":"MIN(AP850,360/'Roof Bay Analysis'!$I$51*AR850)","v":474},13.3]
[37030.047400000003,37030.071100000001,37,null,30,"K",12,"30K12",474,711,374,{"$f":"MIN(I851,360/'Roof Bay Analysis'!$I$51*K851)","v":474},15,null,null,null,null,null,null,null,null,null,null,null,null,null,null,null,null,null,null,null,null,null,37030.047400000003,37,null,30,"K",12,"30K12",474,711,374,{"$f":"MIN(AP851,360/'Roof Bay Analysis'!$I$51*AR851)","v":474},15]
[38020.023200000003,38020.034800000001,38,null,20,"K",7,"20K 7",232,348,118,{"$f":"MIN(I852,360/'Roof Bay Analysis'!$I$51*K852)","v":177},8.9,null,null,null,null,null,null,null,null,null,null,null,null,null,null,null,null,null,null,null,null,null,38020.017699999997,38,null,20,"K",7,"20K 7",232,348,118,{"$f":"MIN(AP852,360/'Roof Bay Analysis'!$I$51*AR852)","v":177},8.9]
[38020.027900000001,38020.041850000001,38,null,20,"K",9,"20K 9",279,418.5,139,{"$f":"MIN(I853,360/'Roof Bay Analysis'!$I$51*K853)","v":208.5},10.1,null,null,null,null,null,null,null,null,null,null,null,null,null,null,null,null,null,null,null,null,null,38020.020850000001,38,null,20,"K",9,"20K 9",279,418.5,139,{"$f":"MIN(AP853,360/'Roof Bay Analysis'!$I$51*AR853)","v":208.5},10.1]
[38020.033100000001,38020.049650000001,38,null,20,"K",10,"20K10",331,496.5,164,{"$f":"MIN(I854,360/'Roof Bay Analysis'!$I$51*K854)","v":246},11.6,null,null,null,null,null,null,null,null,null,null,null,null,null,null,null,null,null,null,null,null,null,38020.024599999997,38,null,20,"K",10,"20K10",331,496.5,164,{"$f":"MIN(AP854,360/'Roof Bay Analysis'!$I$51*AR854)","v":246},11.6]
[38022.025600000001,38022.038399999998,38,null,22,"K",7,"22K 7",256,384,144,{"$f":"MIN(I855,360/'Roof Bay Analysis'!$I$51*K855)","v":216},9,null,null,null,null,null,null,null,null,null,null,null,null,null,null,null,null,null,null,null,null,null,38022.0216,38,null,22,"K",7,"22K 7",256,384,144,{"$f":"MIN(AP855,360/'Roof Bay Analysis'!$I$51*AR855)","v":216},9]
[38022.0308,38022.046199999997,38,null,22,"K",9,"22K 9",308,462,170,{"$f":"MIN(I856,360/'Roof Bay Analysis'!$I$51*K856)","v":255},10.199999999999999,null,null,null,null,null,null,null,null,null,null,null,null,null,null,null,null,null,null,null,null,null,38022.025500000003,38,null,22,"K",9,"22K 9",308,462,170,{"$f":"MIN(AP856,360/'Roof Bay Analysis'!$I$51*AR856)","v":255},10.199999999999999]
[38022.036599999999,38022.054900000003,38,null,22,"K",10,"22K10",366,549,200,{"$f":"MIN(I857,360/'Roof Bay Analysis'!$I$51*K857)","v":300},11.7,null,null,null,null,null,null,null,null,null,null,null,null,null,null,null,null,null,null,null,null,null,38022.03,38,null,22,"K",10,"22K10",366,549,200,{"$f":"MIN(AP857,360/'Roof Bay Analysis'!$I$51*AR857)","v":300},11.7]
[38022.041899999997,38022.062850000002,38,null,22,"K",11,"22K11",419,628.5,228,{"$f":"MIN(I858,360/'Roof Bay Analysis'!$I$51*K858)","v":342},11.9,null,null,null,null,null,null,null,null,null,null,null,null,null,null,null,null,null,null,null,null,null,38022.034200000002,38,null,22,"K",11,"22K11",419,628.5,228,{"$f":"MIN(AP858,360/'Roof Bay Analysis'!$I$51*AR858)","v":342},11.9]
[38024.025199999996,38024.037799999998,38,null,24,"K",6,"24K 6",252,378,156,{"$f":"MIN(I859,360/'Roof Bay Analysis'!$I$51*K859)","v":234},8.5,null,null,null,null,null,null,null,null,null,null,null,null,null,null,null,null,null,null,null,null,null,38024.023399999998,38,null,24,"K",6,"24K 6",252,378,156,{"$f":"MIN(AP859,360/'Roof Bay Analysis'!$I$51*AR859)","v":234},8.5]
[38024.028100000003,38024.042150000001,38,null,24,"K",7,"24K 7",281,421.5,172,{"$f":"MIN(I860,360/'Roof Bay Analysis'!$I$51*K860)","v":258},9,null,null,null,null,null,null,null,null,null,null,null,null,null,null,null,null,null,null,null,null,null,38024.025800000003,38,null,24,"K",7,"24K 7",281,421.5,172,{"$f":"MIN(AP860,360/'Roof Bay Analysis'!$I$51*AR860)","v":258},9]
[38024.031000000003,38024.046499999997,38,null,24,"K",8,"24K 8",310,465,189,{"$f":"MIN(I861,360/'Roof Bay Analysis'!$I$51*K861)","v":283.5},9.4,null,null,null,null,null,null,null,null,null,null,null,null,null,null,null,null,null,null,null,null,null,38024.028350000001,38,null,24,"K",8,"24K 8",310,465,189,{"$f":"MIN(AP861,360/'Roof Bay Analysis'!$I$51*AR861)","v":283.5},9.4]
[38024.033799999997,38024.0507,38,null,24,"K",9,"24K 9",338,507,204,{"$f":"MIN(I862,360/'Roof Bay Analysis'!$I$51*K862)","v":306},10.3,null,null,null,null,null,null,null,null,null,null,null,null,null,null,null,null,null,null,null,null,null,38024.030599999998,38,null,24,"K",9,"24K 9",338,507,204,{"$f":"MIN(AP862,360/'Roof Bay Analysis'!$I$51*AR862)","v":306},10.3]
[38024.040099999998,38024.060149999998,38,null,24,"K",10,"24K10",401,601.5,240,{"$f":"MIN(I863,360/'Roof Bay Analysis'!$I$51*K863)","v":360},11.7,null,null,null,null,null,null,null,null,null,null,null,null,null,null,null,null,null,null,null,null,null,38024.036,38,null,24,"K",10,"24K10",401,601.5,240,{"$f":"MIN(AP863,360/'Roof Bay Analysis'!$I$51*AR863)","v":360},11.7]
[38024.0461,38024.069150000003,38,null,24,"K",12,"24K12",461,691.5,275,{"$f":"MIN(I864,360/'Roof Bay Analysis'!$I$51*K864)","v":412.5},13.5,null,null,null,null,null,null,null,null,null,null,null,null,null,null,null,null,null,null,null,null,null,38024.041250000002,38,null,24,"K",12,"24K12",461,691.5,275,{"$f":"MIN(AP864,360/'Roof Bay Analysis'!$I$51*AR864)","v":412.5},13.5]
[38026.027399999999,38026.041100000002,38,null,26,"K",6,"26K 6",274,411,184,{"$f":"MIN(I865,360/'Roof Bay Analysis'!$I$51*K865)","v":274},8.6,null,null,null,null,null,null,null,null,null,null,null,null,null,null,null,null,null,null,null,null,null,38026.027399999999,38,null,26,"K",6,"26K 6",274,411,184,{"$f":"MIN(AP865,360/'Roof Bay Analysis'!$I$51*AR865)","v":274},8.6]
[38026.030500000001,38026.045749999997,38,null,26,"K",7,"26K 7",305,457.5,204,{"$f":"MIN(I866,360/'Roof Bay Analysis'!$I$51*K866)","v":305},9,null,null,null,null,null,null,null,null,null,null,null,null,null,null,null,null,null,null,null,null,null,38026.030500000001,38,null,26,"K",7,"26K 7",305,457.5,204,{"$f":"MIN(AP866,360/'Roof Bay Analysis'!$I$51*AR866)","v":305},9]
[38026.0337,38026.05055,38,null,26,"K",8,"26K 8",337,505.5,223,{"$f":"MIN(I867,360/'Roof Bay Analysis'!$I$51*K867)","v":334.5},9.6999999999999993,null,null,null,null,null,null,null,null,null,null,null,null,null,null,null,null,null,null,null,null,null,38026.033450000003,38,null,26,"K",8,"26K 8",337,505.5,223,{"$f":"MIN(AP867,360/'Roof Bay Analysis'!$I$51*AR867)","v":334.5},9.6999999999999993]
[38026.036699999997,38026.055050000003,38,null,26,"K",9,"26K 9",367,550.5,241,{"$f":"MIN(I868,360/'Roof Bay Analysis'!$I$51*K868)","v":361.5},10.4,null,null,null,null,null,null,null,null,null,null,null,null,null,null,null,null,null,null,null,null,null,38026.03615,38,null,26,"K",9,"26K 9",367,550.5,241,{"$f":"MIN(AP868,360/'Roof Bay Analysis'!$I$51*AR868)","v":361.5},10.4]
[38026.043599999997,38026.065399999999,38,null,26,"K",10,"26K10",436,654,284,{"$f":"MIN(I869,360/'Roof Bay Analysis'!$I$51*K869)","v":426},11.8,null,null,null,null,null,null,null,null,null,null,null,null,null,null,null,null,null,null,null,null,null,38026.042600000001,38,null,26,"K",10,"26K10",436,654,284,{"$f":"MIN(AP869,360/'Roof Bay Analysis'!$I$51*AR869)","v":426},11.8]
[38026.0461,38026.069150000003,38,null,26,"K",12,"26K12",461,691.5,299,{"$f":"MIN(I870,360/'Roof Bay Analysis'!$I$51*K870)","v":448.5},13.7,null,null,null,null,null,null,null,null,null,null,null,null,null,null,null,null,null,null,null,null,null,38026.044849999998,38,null,26,"K",12,"26K12",461,691.5,299,{"$f":"MIN(AP870,360/'Roof Bay Analysis'!$I$51*AR870)","v":448.5},13.7]
[38028.029600000002,38028.044399999999,38,null,28,"K",6,"28K 6",296,444,214,{"$f":"MIN(I871,360/'Roof Bay Analysis'!$I$51*K871)","v":296},8.9,null,null,null,null,null,null,null,null,null,null,null,null,null,null,null,null,null,null,null,null,null,38028.029600000002,38,null,28,"K",6,"28K 6",296,444,214,{"$f":"MIN(AP871,360/'Roof Bay Analysis'!$I$51*AR871)","v":296},8.9]
[38028.032899999998,38028.049350000001,38,null,28,"K",7,"28K 7",329,493.5,237,{"$f":"MIN(I872,360/'Roof Bay Analysis'!$I$51*K872)","v":329},9.1999999999999993,null,null,null,null,null,null,null,null,null,null,null,null,null,null,null,null,null,null,null,null,null,38028.032899999998,38,null,28,"K",7,"28K 7",329,493.5,237,{"$f":"MIN(AP872,360/'Roof Bay Analysis'!$I$51*AR872)","v":329},9.1999999999999993]
[38028.036399999997,38028.054600000003,38,null,28,"K",8,"28K 8",364,546,260,{"$f":"MIN(I873,360/'Roof Bay Analysis'!$I$51*K873)","v":364},9.8000000000000007,null,null,null,null,null,null,null,null,null,null,null,null,null,null,null,null,null,null,null,null,null,38028.036399999997,38,null,28,"K",8,"28K 8",364,546,260,{"$f":"MIN(AP873,360/'Roof Bay Analysis'!$I$51*AR873)","v":364},9.8000000000000007]
[38028.039599999996,38028.059399999998,38,null,28,"K",9,"28K 9",396,594,282,{"$f":"MIN(I874,360/'Roof Bay Analysis'!$I$51*K874)","v":396},10.5,null,null,null,null,null,null,null,null,null,null,null,null,null,null,null,null,null,null,null,null,null,38028.039599999996,38,null,28,"K",9,"28K 9",396,594,282,{"$f":"MIN(AP874,360/'Roof Bay Analysis'!$I$51*AR874)","v":396},10.5]
[38028.0461,38028.069150000003,38,null,28,"K",10,"28K10",461,691.5,325,{"$f":"MIN(I875,360/'Roof Bay Analysis'!$I$51*K875)","v":461},11.8,null,null,null,null,null,null,null,null,null,null,null,null,null,null,null,null,null,null,null,null,null,38028.0461,38,null,28,"K",10,"28K10",461,691.5,325,{"$f":"MIN(AP875,360/'Roof Bay Analysis'!$I$51*AR875)","v":461},11.8]
[38028.0461,38028.069150000003,38,null,28,"K",12,"28K12",461,691.5,325,{"$f":"MIN(I876,360/'Roof Bay Analysis'!$I$51*K876)","v":461},14.5,null,null,null,null,null,null,null,null,null,null,null,null,null,null,null,null,null,null,null,null,null,38028.0461,38,null,28,"K",12,"28K12",461,691.5,325,{"$f":"MIN(AP876,360/'Roof Bay Analysis'!$I$51*AR876)","v":461},14.5]
[38030.035400000001,38030.053099999997,38,null,30,"K",7,"30K 7",354,531,274,{"$f":"MIN(I877,360/'Roof Bay Analysis'!$I$51*K877)","v":354},9.6,null,null,null,null,null,null,null,null,null,null,null,null,null,null,null,null,null,null,null,null,null,38030.035400000001,38,null,30,"K",7,"30K 7",354,531,274,{"$f":"MIN(AP877,360/'Roof Bay Analysis'!$I$51*AR877)","v":354},9.6]
[38030.039100000002,38030.058649999999,38,null,30,"K",8,"30K 8",391,586.5,300,{"$f":"MIN(I878,360/'Roof Bay Analysis'!$I$51*K878)","v":391},10,null,null,null,null,null,null,null,null,null,null,null,null,null,null,null,null,null,null,null,null,null,38030.039100000002,38,null,30,"K",8,"30K 8",391,586.5,300,{"$f":"MIN(AP878,360/'Roof Bay Analysis'!$I$51*AR878)","v":391},10]
[38030.042600000001,38030.063900000001,38,null,30,"K",9,"30K 9",426,639,325,{"$f":"MIN(I879,360/'Roof Bay Analysis'!$I$51*K879)","v":426},10.6,null,null,null,null,null,null,null,null,null,null,null,null,null,null,null,null,null,null,null,null,null,38030.042600000001,38,null,30,"K",9,"30K 9",426,639,325,{"$f":"MIN(AP879,360/'Roof Bay Analysis'!$I$51*AR879)","v":426},10.6]
[38030.0461,38030.069150000003,38,null,30,"K",10,"30K10",461,691.5,353,{"$f":"MIN(I880,360/'Roof Bay Analysis'!$I$51*K880)","v":461},11.9,null,null,null,null,null,null,null,null,null,null,null,null,null,null,null,null,null,null,null,null,null,38030.0461,38,null,30,"K",10,"30K10",461,691.5,353,{"$f":"MIN(AP880,360/'Roof Bay Analysis'!$I$51*AR880)","v":461},11.9]
[38030.0461,38030.069150000003,38,null,30,"K",11,"30K11",461,691.5,353,{"$f":"MIN(I881,360/'Roof Bay Analysis'!$I$51*K881)","v":461},13.3,null,null,null,null,null,null,null,null,null,null,null,null,null,null,null,null,null,null,null,null,null,38030.0461,38,null,30,"K",11,"30K11",461,691.5,353,{"$f":"MIN(AP881,360/'Roof Bay Analysis'!$I$51*AR881)","v":461},13.3]
[38030.0461,38030.069150000003,38,null,30,"K",12,"30K12",461,691.5,353,{"$f":"MIN(I882,360/'Roof Bay Analysis'!$I$51*K882)","v":461},15,null,null,null,null,null,null,null,null,null,null,null,null,null,null,null,null,null,null,null,null,null,38030.0461,38,null,30,"K",12,"30K12",461,691.5,353,{"$f":"MIN(AP882,360/'Roof Bay Analysis'!$I$51*AR882)","v":461},15]
[39020.0314,39020.047100000003,39,null,20,"K",10,"20K10",314,471,151,{"$f":"MIN(I883,360/'Roof Bay Analysis'!$I$51*K883)","v":226.5},11.6,null,null,null,null,null,null,null,null,null,null,null,null,null,null,null,null,null,null,null,null,null,39020.022649999999,39,null,20,"K",10,"20K10",314,471,151,{"$f":"MIN(AP883,360/'Roof Bay Analysis'!$I$51*AR883)","v":226.5},11.6]
[39022.024299999997,39022.03645,39,null,22,"K",7,"22K 7",243,364.5,133,{"$f":"MIN(I884,360/'Roof Bay Analysis'!$I$51*K884)","v":199.5},9,null,null,null,null,null,null,null,null,null,null,null,null,null,null,null,null,null,null,null,null,null,39022.019950000002,39,null,22,"K",7,"22K 7",243,364.5,133,{"$f":"MIN(AP884,360/'Roof Bay Analysis'!$I$51*AR884)","v":199.5},9]
[39022.029199999997,39022.043799999999,39,null,22,"K",9,"22K 9",292,438,157,{"$f":"MIN(I885,360/'Roof Bay Analysis'!$I$51*K885)","v":235.5},10.199999999999999,null,null,null,null,null,null,null,null,null,null,null,null,null,null,null,null,null,null,null,null,null,39022.023549999998,39,null,22,"K",9,"22K 9",292,438,157,{"$f":"MIN(AP885,360/'Roof Bay Analysis'!$I$51*AR885)","v":235.5},10.199999999999999]
[39022.034699999997,39022.052049999998,39,null,22,"K",10,"22K10",347,520.5,185,{"$f":"MIN(I886,360/'Roof Bay Analysis'!$I$51*K886)","v":277.5},11.7,null,null,null,null,null,null,null,null,null,null,null,null,null,null,null,null,null,null,null,null,null,39022.027750000001,39,null,22,"K",10,"22K10",347,520.5,185,{"$f":"MIN(AP886,360/'Roof Bay Analysis'!$I$51*AR886)","v":277.5},11.7]
[39022.039700000001,39022.059549999998,39,null,22,"K",11,"22K11",397,595.5,211,{"$f":"MIN(I887,360/'Roof Bay Analysis'!$I$51*K887)","v":316.5},11.9,null,null,null,null,null,null,null,null,null,null,null,null,null,null,null,null,null,null,null,null,null,39022.031649999997,39,null,22,"K",11,"22K11",397,595.5,211,{"$f":"MIN(AP887,360/'Roof Bay Analysis'!$I$51*AR887)","v":316.5},11.9]
[39024.026599999997,39024.039900000003,39,null,24,"K",7,"24K 7",266,399,159,{"$f":"MIN(I888,360/'Roof Bay Analysis'!$I$51*K888)","v":238.5},9,null,null,null,null,null,null,null,null,null,null,null,null,null,null,null,null,null,null,null,null,null,39024.023849999998,39,null,24,"K",7,"24K 7",266,399,159,{"$f":"MIN(AP888,360/'Roof Bay Analysis'!$I$51*AR888)","v":238.5},9]
[39024.029399999999,39024.044099999999,39,null,24,"K",8,"24K 8",294,441,174,{"$f":"MIN(I889,360/'Roof Bay Analysis'!$I$51*K889)","v":261},9.4,null,null,null,null,null,null,null,null,null,null,null,null,null,null,null,null,null,null,null,null,null,39024.026100000003,39,null,24,"K",8,"24K 8",294,441,174,{"$f":"MIN(AP889,360/'Roof Bay Analysis'!$I$51*AR889)","v":261},9.4]
[39024.031999999999,39024.048000000003,39,null,24,"K",9,"24K 9",320,480,189,{"$f":"MIN(I890,360/'Roof Bay Analysis'!$I$51*K890)","v":283.5},10.3,null,null,null,null,null,null,null,null,null,null,null,null,null,null,null,null,null,null,null,null,null,39024.028350000001,39,null,24,"K",9,"24K 9",320,480,189,{"$f":"MIN(AP890,360/'Roof Bay Analysis'!$I$51*AR890)","v":283.5},10.3]
[39024.038,39024.057000000001,39,null,24,"K",10,"24K10",380,570,222,{"$f":"MIN(I891,360/'Roof Bay Analysis'!$I$51*K891)","v":333},11.7,null,null,null,null,null,null,null,null,null,null,null,null,null,null,null,null,null,null,null,null,null,39024.033300000003,39,null,24,"K",10,"24K10",380,570,222,{"$f":"MIN(AP891,360/'Roof Bay Analysis'!$I$51*AR891)","v":333},11.7]
[39024.044900000001,39024.067349999998,39,null,24,"K",12,"24K12",449,673.5,261,{"$f":"MIN(I892,360/'Roof Bay Analysis'!$I$51*K892)","v":391.5},13.5,null,null,null,null,null,null,null,null,null,null,null,null,null,null,null,null,null,null,null,null,null,39024.039149999997,39,null,24,"K",12,"24K12",449,673.5,261,{"$f":"MIN(AP892,360/'Roof Bay Analysis'!$I$51*AR892)","v":391.5},13.5]
[39026.028899999998,39026.04335,39,null,26,"K",7,"26K 7",289,433.5,188,{"$f":"MIN(I893,360/'Roof Bay Analysis'!$I$51*K893)","v":282},9,null,null,null,null,null,null,null,null,null,null,null,null,null,null,null,null,null,null,null,null,null,39026.028200000001,39,null,26,"K",7,"26K 7",289,433.5,188,{"$f":"MIN(AP893,360/'Roof Bay Analysis'!$I$51*AR893)","v":282},9]
[39026.031999999999,39026.048000000003,39,null,26,"K",8,"26K 8",320,480,206,{"$f":"MIN(I894,360/'Roof Bay Analysis'!$I$51*K894)","v":309},9.6999999999999993,null,null,null,null,null,null,null,null,null,null,null,null,null,null,null,null,null,null,null,null,null,39026.030899999998,39,null,26,"K",8,"26K 8",320,480,206,{"$f":"MIN(AP894,360/'Roof Bay Analysis'!$I$51*AR894)","v":309},9.6999999999999993]
[39026.034800000001,39026.052199999998,39,null,26,"K",9,"26K 9",348,522,223,{"$f":"MIN(I895,360/'Roof Bay Analysis'!$I$51*K895)","v":334.5},10.4,null,null,null,null,null,null,null,null,null,null,null,null,null,null,null,null,null,null,null,null,null,39026.033450000003,39,null,26,"K",9,"26K 9",348,522,223,{"$f":"MIN(AP895,360/'Roof Bay Analysis'!$I$51*AR895)","v":334.5},10.4]
[39026.041299999997,39026.061950000003,39,null,26,"K",10,"26K10",413,619.5,262,{"$f":"MIN(I896,360/'Roof Bay Analysis'!$I$51*K896)","v":393},11.8,null,null,null,null,null,null,null,null,null,null,null,null,null,null,null,null,null,null,null,null,null,39026.039299999997,39,null,26,"K",10,"26K10",413,619.5,262,{"$f":"MIN(AP896,360/'Roof Bay Analysis'!$I$51*AR896)","v":393},11.8]
[39026.044900000001,39026.067349999998,39,null,26,"K",12,"26K12",449,673.5,283,{"$f":"MIN(I897,360/'Roof Bay Analysis'!$I$51*K897)","v":424.5},13.7,null,null,null,null,null,null,null,null,null,null,null,null,null,null,null,null,null,null,null,null,null,39026.042450000001,39,null,26,"K",12,"26K12",449,673.5,283,{"$f":"MIN(AP897,360/'Roof Bay Analysis'!$I$51*AR897)","v":424.5},13.7]
[39028.027999999998,39028.042000000001,39,null,28,"K",6,"28K 6",280,420,198,{"$f":"MIN(I898,360/'Roof Bay Analysis'!$I$51*K898)","v":280},8.9,null,null,null,null,null,null,null,null,null,null,null,null,null,null,null,null,null,null,null,null,null,39028.027999999998,39,null,28,"K",6,"28K 6",280,420,198,{"$f":"MIN(AP898,360/'Roof Bay Analysis'!$I$51*AR898)","v":280},8.9]
[39028.031300000002,39028.046950000004,39,null,28,"K",7,"28K 7",313,469.5,219,{"$f":"MIN(I899,360/'Roof Bay Analysis'!$I$51*K899)","v":313},9.1999999999999993,null,null,null,null,null,null,null,null,null,null,null,null,null,null,null,null,null,null,null,null,null,39028.031300000002,39,null,28,"K",7,"28K 7",313,469.5,219,{"$f":"MIN(AP899,360/'Roof Bay Analysis'!$I$51*AR899)","v":313},9.1999999999999993]
[{"$f":"C900*1000+E900+I900/10000","v":39028.034599999999},{"$f":"C900*1000+E900+J900/10000","v":39028.051899999999},39,null,28,"K",8,"28K 8",346,{"$f":"1.5*I900","v":519},240,{"$f":"MIN(I900,360/'Roof Bay Analysis'!$I$51*K900)","v":346},9.8000000000000007,null,null,null,null,null,null,null,null,null,null,null,null,null,null,null,null,null,null,null,null,null,{"$f":"AJ900*1000+AL900+AS900/10000","v":39028.034599999999},39,null,28,"K",8,"28K 8",346,{"$f":"1.5*AP900","v":519},240,{"$f":"MIN(AP900,360/'Roof Bay Analysis'!$I$51*AR900)","v":346},9.8000000000000007]
[39028.037600000003,39028.056400000001,39,null,{"$f":"VALUE(LEFT(H901,2))","v":28},{"$f":"MID(H901,3,LEN(H901)-4)","v":"K"},{"$f":"VALUE(RIGHT(H901,2))","v":9},"28K 9",376,564,260,{"$f":"MIN(I901,360/'Roof Bay Analysis'!$I$51*K901)","v":376},10.5,null,null,null,null,null,null,null,null,null,null,null,null,null,null,null,null,null,null,null,null,null,39028.037600000003,39,null,{"$f":"VALUE(LEFT(AO901,2))","v":28},{"$f":"MID(AO901,3,LEN(AO901)-4)","v":"K"},{"$f":"VALUE(RIGHT(AO901,2))","v":9},"28K 9",376,564,260,{"$f":"MIN(AP901,360/'Roof Bay Analysis'!$I$51*AR901)","v":376},10.5]
[39028.044699999999,39028.067049999998,39,null,28,"K",10,"28K10",447,670.5,306,{"$f":"MIN(I902,360/'Roof Bay Analysis'!$I$51*K902)","v":447},11.8,null,null,null,null,null,null,null,null,null,null,null,null,null,null,null,null,null,null,null,null,null,39028.044699999999,39,null,28,"K",10,"28K10",447,670.5,306,{"$f":"MIN(AP902,360/'Roof Bay Analysis'!$I$51*AR902)","v":447},11.8]
[39028.044900000001,39028.067349999998,39,null,28,"K",12,"28K12",449,673.5,308,{"$f":"MIN(I903,360/'Roof Bay Analysis'!$I$51*K903)","v":449},14.5,null,null,null,null,null,null,null,null,null,null,null,null,null,null,null,null,null,null,null,null,null,39028.044900000001,39,null,28,"K",12,"28K12",449,673.5,308,{"$f":"MIN(AP903,360/'Roof Bay Analysis'!$I$51*AR903)","v":449},14.5]
[39030.033600000002,39030.0504,39,null,30,"K",7,"30K 7",336,504,253,{"$f":"MIN(I904,360/'Roof Bay Analysis'!$I$51*K904)","v":336},9.6,null,null,null,null,null,null,null,null,null,null,null,null,null,null,null,null,null,null,null,null,null,39030.033600000002,39,null,30,"K",7,"30K 7",336,504,253,{"$f":"MIN(AP904,360/'Roof Bay Analysis'!$I$51*AR904)","v":336},9.6]
[39030.037100000001,39030.055650000002,39,null,30,"K",8,"30K 8",371,556.5,277,{"$f":"MIN(I905,360/'Roof Bay Analysis'!$I$51*K905)","v":371},10,null,null,null,null,null,null,null,null,null,null,null,null,null,null,null,null,null,null,null,null,null,39030.037100000001,39,null,30,"K",8,"30K 8",371,556.5,277,{"$f":"MIN(AP905,360/'Roof Bay Analysis'!$I$51*AR905)","v":371},10]
[39030.040399999998,39030.060599999997,39,null,30,"K",9,"30K 9",404,606,300,{"$f":"MIN(I906,360/'Roof Bay Analysis'!$I$51*K906)","v":404},10.6,null,null,null,null,null,null,null,null,null,null,null,null,null,null,null,null,null,null,null,null,null,39030.040399999998,39,null,30,"K",9,"30K 9",404,606,300,{"$f":"MIN(AP906,360/'Roof Bay Analysis'!$I$51*AR906)","v":404},10.6]
[39030.044900000001,39030.067349999998,39,null,30,"K",10,"30K10",449,673.5,333,{"$f":"MIN(I907,360/'Roof Bay Analysis'!$I$51*K907)","v":449},11.9,null,null,null,null,null,null,null,null,null,null,null,null,null,null,null,null,null,null,null,null,null,39030.044900000001,39,null,30,"K",10,"30K10",449,673.5,333,{"$f":"MIN(AP907,360/'Roof Bay Analysis'!$I$51*AR907)","v":449},11.9]
[39030.044900000001,39030.067349999998,39,null,30,"K",11,"30K11",449,673.5,333,{"$f":"MIN(I908,360/'Roof Bay Analysis'!$I$51*K908)","v":449},13.3,null,null,null,null,null,null,null,null,null,null,null,null,null,null,null,null,null,null,null,null,null,39030.044900000001,39,null,30,"K",11,"30K11",449,673.5,333,{"$f":"MIN(AP908,360/'Roof Bay Analysis'!$I$51*AR908)","v":449},13.3]
[39030.044900000001,39030.067349999998,39,null,30,"K",12,"30K12",449,673.5,333,{"$f":"MIN(I909,360/'Roof Bay Analysis'!$I$51*K909)","v":449},15,null,null,null,null,null,null,null,null,null,null,null,null,null,null,null,null,null,null,null,null,null,39030.044900000001,39,null,30,"K",12,"30K12",449,673.5,333,{"$f":"MIN(AP909,360/'Roof Bay Analysis'!$I$51*AR909)","v":449},15]
[40020.029799999997,40020.044699999999,40,null,20,"K",10,"20K10",298,447,140,{"$f":"MIN(I910,360/'Roof Bay Analysis'!$I$51*K910)","v":210},11.6,null,null,null,null,null,null,null,null,null,null,null,null,null,null,null,null,null,null,null,null,null,40020.021000000001,40,null,20,"K",10,"20K10",298,447,140,{"$f":"MIN(AP910,360/'Roof Bay Analysis'!$I$51*AR910)","v":210},11.6]
[40022.033000000003,40022.049500000001,40,null,22,"K",10,"22K10",330,495,171,{"$f":"MIN(I911,360/'Roof Bay Analysis'!$I$51*K911)","v":256.5},11.7,null,null,null,null,null,null,null,null,null,null,null,null,null,null,null,null,null,null,null,null,null,40022.025650000003,40,null,22,"K",10,"22K10",330,495,171,{"$f":"MIN(AP911,360/'Roof Bay Analysis'!$I$51*AR911)","v":256.5},11.7]
[40022.037700000001,40022.056550000001,40,null,22,"K",11,"22K11",377,565.5,195,{"$f":"MIN(I912,360/'Roof Bay Analysis'!$I$51*K912)","v":292.5},11.9,null,null,null,null,null,null,null,null,null,null,null,null,null,null,null,null,null,null,null,null,null,40022.02925,40,null,22,"K",11,"22K11",377,565.5,195,{"$f":"MIN(AP912,360/'Roof Bay Analysis'!$I$51*AR912)","v":292.5},11.9]
[40024.025300000001,40024.037949999998,40,null,24,"K",7,"24K 7",253,379.5,148,{"$f":"MIN(I913,360/'Roof Bay Analysis'!$I$51*K913)","v":222},9,null,null,null,null,null,null,null,null,null,null,null,null,null,null,null,null,null,null,null,null,null,40024.022199999999,40,null,24,"K",7,"24K 7",253,379.5,148,{"$f":"MIN(AP913,360/'Roof Bay Analysis'!$I$51*AR913)","v":222},9]
[40024.027999999998,40024.042000000001,40,null,24,"K",8,"24K 8",280,420,161,{"$f":"MIN(I914,360/'Roof Bay Analysis'!$I$51*K914)","v":241.5},9.4,null,null,null,null,null,null,null,null,null,null,null,null,null,null,null,null,null,null,null,null,null,40024.024149999997,40,null,24,"K",8,"24K 8",280,420,161,{"$f":"MIN(AP914,360/'Roof Bay Analysis'!$I$51*AR914)","v":241.5},9.4]
[40024.030400000003,40024.045599999998,40,null,24,"K",9,"24K 9",304,456,175,{"$f":"MIN(I915,360/'Roof Bay Analysis'!$I$51*K915)","v":262.5},10.3,null,null,null,null,null,null,null,null,null,null,null,null,null,null,null,null,null,null,null,null,null,40024.026250000003,40,null,24,"K",9,"24K 9",304,456,175,{"$f":"MIN(AP915,360/'Roof Bay Analysis'!$I$51*AR915)","v":262.5},10.3]
[40024.036099999998,40024.054150000004,40,null,24,"K",10,"24K10",361,541.5,206,{"$f":"MIN(I916,360/'Roof Bay Analysis'!$I$51*K916)","v":309},11.7,null,null,null,null,null,null,null,null,null,null,null,null,null,null,null,null,null,null,null,null,null,40024.030899999998,40,null,24,"K",10,"24K10",361,541.5,206,{"$f":"MIN(AP916,360/'Roof Bay Analysis'!$I$51*AR916)","v":309},11.7]
[40024.043799999999,40024.065699999999,40,null,24,"K",12,"24K12",438,657,247,{"$f":"MIN(I917,360/'Roof Bay Analysis'!$I$51*K917)","v":370.5},13.5,null,null,null,null,null,null,null,null,null,null,null,null,null,null,null,null,null,null,null,null,null,40024.037049999999,40,null,24,"K",12,"24K12",438,657,247,{"$f":"MIN(AP917,360/'Roof Bay Analysis'!$I$51*AR917)","v":370.5},13.5]
[40026.027499999997,40026.041250000002,40,null,26,"K",7,"26K 7",275,412.5,174,{"$f":"MIN(I918,360/'Roof Bay Analysis'!$I$51*K918)","v":261},9,null,null,null,null,null,null,null,null,null,null,null,null,null,null,null,null,null,null,null,null,null,40026.026100000003,40,null,26,"K",7,"26K 7",275,412.5,174,{"$f":"MIN(AP918,360/'Roof Bay Analysis'!$I$51*AR918)","v":261},9]
[40026.030400000003,40026.045599999998,40,null,26,"K",8,"26K 8",304,456,191,{"$f":"MIN(I919,360/'Roof Bay Analysis'!$I$51*K919)","v":286.5},9.6999999999999993,null,null,null,null,null,null,null,null,null,null,null,null,null,null,null,null,null,null,null,null,null,40026.02865,40,null,26,"K",8,"26K 8",304,456,191,{"$f":"MIN(AP919,360/'Roof Bay Analysis'!$I$51*AR919)","v":286.5},9.6999999999999993]
[40026.033100000001,40026.049650000001,40,null,26,"K",9,"26K 9",331,496.5,207,{"$f":"MIN(I920,360/'Roof Bay Analysis'!$I$51*K920)","v":310.5},10.4,null,null,null,null,null,null,null,null,null,null,null,null,null,null,null,null,null,null,null,null,null,40026.031049999998,40,null,26,"K",9,"26K 9",331,496.5,207,{"$f":"MIN(AP920,360/'Roof Bay Analysis'!$I$51*AR920)","v":310.5},10.4]
[40026.039299999997,40026.058949999999,40,null,26,"K",10,"26K10",393,589.5,243,{"$f":"MIN(I921,360/'Roof Bay Analysis'!$I$51*K921)","v":364.5},11.8,null,null,null,null,null,null,null,null,null,null,null,null,null,null,null,null,null,null,null,null,null,40026.03645,40,null,26,"K",10,"26K10",393,589.5,243,{"$f":"MIN(AP921,360/'Roof Bay Analysis'!$I$51*AR921)","v":364.5},11.8]
[40026.043799999999,40026.065699999999,40,null,26,"K",12,"26K12",438,657,269,{"$f":"MIN(I922,360/'Roof Bay Analysis'!$I$51*K922)","v":403.5},13.7,null,null,null,null,null,null,null,null,null,null,null,null,null,null,null,null,null,null,null,null,null,40026.040350000003,40,null,26,"K",12,"26K12",438,657,269,{"$f":"MIN(AP922,360/'Roof Bay Analysis'!$I$51*AR922)","v":403.5},13.7]
[40028.029699999999,40028.044549999999,40,null,28,"K",7,"28K 7",297,445.5,203,{"$f":"MIN(I923,360/'Roof Bay Analysis'!$I$51*K923)","v":297},9.1999999999999993,null,null,null,null,null,null,null,null,null,null,null,null,null,null,null,null,null,null,null,null,null,40028.029699999999,40,null,28,"K",7,"28K 7",297,445.5,203,{"$f":"MIN(AP923,360/'Roof Bay Analysis'!$I$51*AR923)","v":297},9.1999999999999993]
[40028.032800000001,40028.049200000001,40,null,28,"K",8,"28K 8",328,492,222,{"$f":"MIN(I924,360/'Roof Bay Analysis'!$I$51*K924)","v":328},9.8000000000000007,null,null,null,null,null,null,null,null,null,null,null,null,null,null,null,null,null,null,null,null,null,40028.032800000001,40,null,28,"K",8,"28K 8",328,492,222,{"$f":"MIN(AP924,360/'Roof Bay Analysis'!$I$51*AR924)","v":328},9.8000000000000007]
[40028.0357,40028.053549999997,40,null,28,"K",9,"28K 9",357,535.5,241,{"$f":"MIN(I925,360/'Roof Bay Analysis'!$I$51*K925)","v":357},10.5,null,null,null,null,null,null,null,null,null,null,null,null,null,null,null,null,null,null,null,null,null,40028.0357,40,null,28,"K",9,"28K 9",357,535.5,241,{"$f":"MIN(AP925,360/'Roof Bay Analysis'!$I$51*AR925)","v":357},10.5]
[40028.042399999998,40028.063600000001,40,null,28,"K",10,"28K10",424,636,284,{"$f":"MIN(I926,360/'Roof Bay Analysis'!$I$51*K926)","v":424},11.8,null,null,null,null,null,null,null,null,null,null,null,null,null,null,null,null,null,null,null,null,null,40028.042399999998,40,null,28,"K",10,"28K10",424,636,284,{"$f":"MIN(AP926,360/'Roof Bay Analysis'!$I$51*AR926)","v":424},11.8]
[40028.043799999999,40028.065699999999,40,null,28,"K",12,"28K12",438,657,291,{"$f":"MIN(I927,360/'Roof Bay Analysis'!$I$51*K927)","v":436.5},14.5,null,null,null,null,null,null,null,null,null,null,null,null,null,null,null,null,null,null,null,null,null,40028.04365,40,null,28,"K",12,"28K12",438,657,291,{"$f":"MIN(AP927,360/'Roof Bay Analysis'!$I$51*AR927)","v":436.5},14.5]
[40030.031900000002,40030.047850000003,40,null,30,"K",7,"30K 7",319,478.5,234,{"$f":"MIN(I928,360/'Roof Bay Analysis'!$I$51*K928)","v":319},9.6,null,null,null,null,null,null,null,null,null,null,null,null,null,null,null,null,null,null,null,null,null,40030.031900000002,40,null,30,"K",7,"30K 7",319,478.5,234,{"$f":"MIN(AP928,360/'Roof Bay Analysis'!$I$51*AR928)","v":319},9.6]
[40030.035300000003,40030.052949999998,40,null,30,"K",8,"30K 8",353,529.5,256,{"$f":"MIN(I929,360/'Roof Bay Analysis'!$I$51*K929)","v":353},10,null,null,null,null,null,null,null,null,null,null,null,null,null,null,null,null,null,null,null,null,null,40030.035300000003,40,null,30,"K",8,"30K 8",353,529.5,256,{"$f":"MIN(AP929,360/'Roof Bay Analysis'!$I$51*AR929)","v":353},10]
[40030.038399999998,40030.0576,40,null,30,"K",9,"30K 9",384,576,278,{"$f":"MIN(I930,360/'Roof Bay Analysis'!$I$51*K930)","v":384},10.6,null,null,null,null,null,null,null,null,null,null,null,null,null,null,null,null,null,null,null,null,null,40030.038399999998,40,null,30,"K",9,"30K 9",384,576,278,{"$f":"MIN(AP930,360/'Roof Bay Analysis'!$I$51*AR930)","v":384},10.6]
[40030.043799999999,40030.065699999999,40,null,30,"K",10,"30K10",438,657,315,{"$f":"MIN(I931,360/'Roof Bay Analysis'!$I$51*K931)","v":438},11.9,null,null,null,null,null,null,null,null,null,null,null,null,null,null,null,null,null,null,null,null,null,40030.043799999999,40,null,30,"K",10,"30K10",438,657,315,{"$f":"MIN(AP931,360/'Roof Bay Analysis'!$I$51*AR931)","v":438},11.9]
[40030.043799999999,40030.065699999999,40,null,30,"K",11,"30K11",438,657,315,{"$f":"MIN(I932,360/'Roof Bay Analysis'!$I$51*K932)","v":438},13.3,null,null,null,null,null,null,null,null,null,null,null,null,null,null,null,null,null,null,null,null,null,40030.043799999999,40,null,30,"K",11,"30K11",438,657,315,{"$f":"MIN(AP932,360/'Roof Bay Analysis'!$I$51*AR932)","v":438},13.3]
[40030.043799999999,40030.065699999999,40,null,30,"K",12,"30K12",438,657,315,{"$f":"MIN(I933,360/'Roof Bay Analysis'!$I$51*K933)","v":438},15,null,null,null,null,null,null,null,null,null,null,null,null,null,null,null,null,null,null,null,null,null,40030.043799999999,40,null,30,"K",12,"30K12",438,657,315,{"$f":"MIN(AP933,360/'Roof Bay Analysis'!$I$51*AR933)","v":438},15]
[41022.0314,41022.047100000003,41,null,22,"K",10,"22K10",314,471,159,{"$f":"MIN(I934,360/'Roof Bay Analysis'!$I$51*K934)","v":238.5},11.7,null,null,null,null,null,null,null,null,null,null,null,null,null,null,null,null,null,null,null,null,null,41022.023849999998,41,null,22,"K",10,"22K10",314,471,159,{"$f":"MIN(AP934,360/'Roof Bay Analysis'!$I$51*AR934)","v":238.5},11.7]
[41022.035900000003,41022.053849999997,41,null,22,"K",11,"22K11",359,538.5,181,{"$f":"MIN(I935,360/'Roof Bay Analysis'!$I$51*K935)","v":271.5},11.9,null,null,null,null,null,null,null,null,null,null,null,null,null,null,null,null,null,null,null,null,null,41022.027150000002,41,null,22,"K",11,"22K11",359,538.5,181,{"$f":"MIN(AP935,360/'Roof Bay Analysis'!$I$51*AR935)","v":271.5},11.9]
[41024.024100000002,41024.03615,41,null,24,"K",7,"24K 7",241,361.5,137,{"$f":"MIN(I936,360/'Roof Bay Analysis'!$I$51*K936)","v":205.5},9,null,null,null,null,null,null,null,null,null,null,null,null,null,null,null,null,null,null,null,null,null,41024.020550000001,41,null,24,"K",7,"24K 7",241,361.5,137,{"$f":"MIN(AP936,360/'Roof Bay Analysis'!$I$51*AR936)","v":205.5},9]
[41024.026599999997,41024.039900000003,41,null,24,"K",8,"24K 8",266,399,150,{"$f":"MIN(I937,360/'Roof Bay Analysis'!$I$51*K937)","v":225},9.4,null,null,null,null,null,null,null,null,null,null,null,null,null,null,null,null,null,null,null,null,null,41024.022499999999,41,null,24,"K",8,"24K 8",266,399,150,{"$f":"MIN(AP937,360/'Roof Bay Analysis'!$I$51*AR937)","v":225},9.4]
[41024.029000000002,41024.0435,41,null,24,"K",9,"24K 9",290,435,162,{"$f":"MIN(I938,360/'Roof Bay Analysis'!$I$51*K938)","v":243},10.3,null,null,null,null,null,null,null,null,null,null,null,null,null,null,null,null,null,null,null,null,null,41024.024299999997,41,null,24,"K",9,"24K 9",290,435,162,{"$f":"MIN(AP938,360/'Roof Bay Analysis'!$I$51*AR938)","v":243},10.3]
[41024.034399999997,41024.051599999999,41,null,24,"K",10,"24K10",344,516,191,{"$f":"MIN(I939,360/'Roof Bay Analysis'!$I$51*K939)","v":286.5},11.7,null,null,null,null,null,null,null,null,null,null,null,null,null,null,null,null,null,null,null,null,null,41024.02865,41,null,24,"K",10,"24K10",344,516,191,{"$f":"MIN(AP939,360/'Roof Bay Analysis'!$I$51*AR939)","v":286.5},11.7]
[41024.042699999998,41024.064050000001,41,null,24,"K",12,"24K12",427,640.5,235,{"$f":"MIN(I940,360/'Roof Bay Analysis'!$I$51*K940)","v":352.5},13.5,null,null,null,null,null,null,null,null,null,null,null,null,null,null,null,null,null,null,null,null,null,41024.035250000001,41,null,24,"K",12,"24K12",427,640.5,235,{"$f":"MIN(AP940,360/'Roof Bay Analysis'!$I$51*AR940)","v":352.5},13.5]
[41026.0262,41026.039299999997,41,null,26,"K",7,"26K 7",262,393,162,{"$f":"MIN(I941,360/'Roof Bay Analysis'!$I$51*K941)","v":243},9,null,null,null,null,null,null,null,null,null,null,null,null,null,null,null,null,null,null,null,null,null,41026.024299999997,41,null,26,"K",7,"26K 7",262,393,162,{"$f":"MIN(AP941,360/'Roof Bay Analysis'!$I$51*AR941)","v":243},9]
[41026.028899999998,41026.04335,41,null,26,"K",8,"26K 8",289,433.5,177,{"$f":"MIN(I942,360/'Roof Bay Analysis'!$I$51*K942)","v":265.5},9.6999999999999993,null,null,null,null,null,null,null,null,null,null,null,null,null,null,null,null,null,null,null,null,null,41026.026550000002,41,null,26,"K",8,"26K 8",289,433.5,177,{"$f":"MIN(AP942,360/'Roof Bay Analysis'!$I$51*AR942)","v":265.5},9.6999999999999993]
[41026.031499999997,41026.047250000003,41,null,26,"K",9,"26K 9",315,472.5,192,{"$f":"MIN(I943,360/'Roof Bay Analysis'!$I$51*K943)","v":288},10.4,null,null,null,null,null,null,null,null,null,null,null,null,null,null,null,null,null,null,null,null,null,41026.0288,41,null,26,"K",9,"26K 9",315,472.5,192,{"$f":"MIN(AP943,360/'Roof Bay Analysis'!$I$51*AR943)","v":288},10.4]
[41026.037400000001,41026.056100000002,41,null,26,"K",10,"26K10",374,561,225,{"$f":"MIN(I944,360/'Roof Bay Analysis'!$I$51*K944)","v":337.5},11.8,null,null,null,null,null,null,null,null,null,null,null,null,null,null,null,null,null,null,null,null,null,41026.033750000002,41,null,26,"K",10,"26K10",374,561,225,{"$f":"MIN(AP944,360/'Roof Bay Analysis'!$I$51*AR944)","v":337.5},11.8]
[41026.042699999998,41026.064050000001,41,null,26,"K",12,"26K12",427,640.5,256,{"$f":"MIN(I945,360/'Roof Bay Analysis'!$I$51*K945)","v":384},13.7,null,null,null,null,null,null,null,null,null,null,null,null,null,null,null,null,null,null,null,null,null,41026.038399999998,41,null,26,"K",12,"26K12",427,640.5,256,{"$f":"MIN(AP945,360/'Roof Bay Analysis'!$I$51*AR945)","v":384},13.7]
[41028.028299999998,41028.042450000001,41,null,28,"K",7,"28K 7",283,424.5,189,{"$f":"MIN(I946,360/'Roof Bay Analysis'!$I$51*K946)","v":283},9.1999999999999993,null,null,null,null,null,null,null,null,null,null,null,null,null,null,null,null,null,null,null,null,null,41028.028299999998,41,null,28,"K",7,"28K 7",283,424.5,189,{"$f":"MIN(AP946,360/'Roof Bay Analysis'!$I$51*AR946)","v":283},9.1999999999999993]
[41028.031199999998,41028.046799999996,41,null,28,"K",8,"28K 8",312,468,206,{"$f":"MIN(I947,360/'Roof Bay Analysis'!$I$51*K947)","v":309},9.8000000000000007,null,null,null,null,null,null,null,null,null,null,null,null,null,null,null,null,null,null,null,null,null,41028.030899999998,41,null,28,"K",8,"28K 8",312,468,206,{"$f":"MIN(AP947,360/'Roof Bay Analysis'!$I$51*AR947)","v":309},9.8000000000000007]
[41028.034,41028.050999999999,41,null,28,"K",9,"28K 9",340,510,224,{"$f":"MIN(I948,360/'Roof Bay Analysis'!$I$51*K948)","v":336},10.5,null,null,null,null,null,null,null,null,null,null,null,null,null,null,null,null,null,null,null,null,null,41028.033600000002,41,null,28,"K",9,"28K 9",340,510,224,{"$f":"MIN(AP948,360/'Roof Bay Analysis'!$I$51*AR948)","v":336},10.5]
[41028.040399999998,41028.060599999997,41,null,28,"K",10,"28K10",404,606,263,{"$f":"MIN(I949,360/'Roof Bay Analysis'!$I$51*K949)","v":394.5},11.8,null,null,null,null,null,null,null,null,null,null,null,null,null,null,null,null,null,null,null,null,null,41028.039449999997,41,null,28,"K",10,"28K10",404,606,263,{"$f":"MIN(AP949,360/'Roof Bay Analysis'!$I$51*AR949)","v":394.5},11.8]
[41028.042699999998,41028.064050000001,41,null,28,"K",12,"28K12",427,640.5,277,{"$f":"MIN(I950,360/'Roof Bay Analysis'!$I$51*K950)","v":415.5},14.5,null,null,null,null,null,null,null,null,null,null,null,null,null,null,null,null,null,null,null,null,null,41028.041550000002,41,null,28,"K",12,"28K12",427,640.5,277,{"$f":"MIN(AP950,360/'Roof Bay Analysis'!$I$51*AR950)","v":415.5},14.5]
[41030.030299999999,41030.045449999998,41,null,30,"K",7,"30K 7",303,454.5,217,{"$f":"MIN(I951,360/'Roof Bay Analysis'!$I$51*K951)","v":303},9.6,null,null,null,null,null,null,null,null,null,null,null,null,null,null,null,null,null,null,null,null,null,41030.030299999999,41,null,30,"K",7,"30K 7",303,454.5,217,{"$f":"MIN(AP951,360/'Roof Bay Analysis'!$I$51*AR951)","v":303},9.6]
[41030.033499999998,41030.05025,41,null,30,"K",8,"30K 8",335,502.5,238,{"$f":"MIN(I952,360/'Roof Bay Analysis'!$I$51*K952)","v":335},10,null,null,null,null,null,null,null,null,null,null,null,null,null,null,null,null,null,null,null,null,null,41030.033499999998,41,null,30,"K",8,"30K 8",335,502.5,238,{"$f":"MIN(AP952,360/'Roof Bay Analysis'!$I$51*AR952)","v":335},10]
[41030.036500000002,41030.054750000003,41,null,30,"K",9,"30K 9",365,547.5,258,{"$f":"MIN(I953,360/'Roof Bay Analysis'!$I$51*K953)","v":365},10.6,null,null,null,null,null,null,null,null,null,null,null,null,null,null,null,null,null,null,null,null,null,41030.036500000002,41,null,30,"K",9,"30K 9",365,547.5,258,{"$f":"MIN(AP953,360/'Roof Bay Analysis'!$I$51*AR953)","v":365},10.6]
[41030.042699999998,41030.064050000001,41,null,30,"K",10,"30K10",427,640.5,300,{"$f":"MIN(I954,360/'Roof Bay Analysis'!$I$51*K954)","v":427},11.9,null,null,null,null,null,null,null,null,null,null,null,null,null,null,null,null,null,null,null,null,null,41030.042699999998,41,null,30,"K",10,"30K10",427,640.5,300,{"$f":"MIN(AP954,360/'Roof Bay Analysis'!$I$51*AR954)","v":427},11.9]
[41030.042699999998,41030.064050000001,41,null,30,"K",11,"30K11",427,640.5,300,{"$f":"MIN(I955,360/'Roof Bay Analysis'!$I$51*K955)","v":427},13.3,null,null,null,null,null,null,null,null,null,null,null,null,null,null,null,null,null,null,null,null,null,41030.042699999998,41,null,30,"K",11,"30K11",427,640.5,300,{"$f":"MIN(AP955,360/'Roof Bay Analysis'!$I$51*AR955)","v":427},13.3]
[41030.042699999998,41030.064050000001,41,null,30,"K",12,"30K12",427,640.5,300,{"$f":"MIN(I956,360/'Roof Bay Analysis'!$I$51*K956)","v":427},15,null,null,null,null,null,null,null,null,null,null,null,null,null,null,null,null,null,null,null,null,null,41030.042699999998,41,null,30,"K",12,"30K12",427,640.5,300,{"$f":"MIN(AP956,360/'Roof Bay Analysis'!$I$51*AR956)","v":427},15]
[42022.029900000001,42022.044849999998,42,null,22,"K",10,"22K10",299,448.5,148,{"$f":"MIN(I957,360/'Roof Bay Analysis'!$I$51*K957)","v":222},11.7,null,null,null,null,null,null,null,null,null,null,null,null,null,null,null,null,null,null,null,null,null,42022.022199999999,42,null,22,"K",10,"22K10",299,448.5,148,{"$f":"MIN(AP957,360/'Roof Bay Analysis'!$I$51*AR957)","v":222},11.7]
[42022.034200000002,42022.051299999999,42,null,22,"K",11,"22K11",342,513,168,{"$f":"MIN(I958,360/'Roof Bay Analysis'!$I$51*K958)","v":252},11.9,null,null,null,null,null,null,null,null,null,null,null,null,null,null,null,null,null,null,null,null,null,42022.025199999996,42,null,22,"K",11,"22K11",342,513,168,{"$f":"MIN(AP958,360/'Roof Bay Analysis'!$I$51*AR958)","v":252},11.9]
[42024.022900000004,42024.034350000002,42,null,24,"K",7,"24K 7",229,343.5,127,{"$f":"MIN(I959,360/'Roof Bay Analysis'!$I$51*K959)","v":190.5},9,null,null,null,null,null,null,null,null,null,null,null,null,null,null,null,null,null,null,null,null,null,42024.019050000003,42,null,24,"K",7,"24K 7",229,343.5,127,{"$f":"MIN(AP959,360/'Roof Bay Analysis'!$I$51*AR959)","v":190.5},9]
[42024.025300000001,42024.037949999998,42,null,24,"K",8,"24K 8",253,379.5,139,{"$f":"MIN(I960,360/'Roof Bay Analysis'!$I$51*K960)","v":208.5},9.4,null,null,null,null,null,null,null,null,null,null,null,null,null,null,null,null,null,null,null,null,null,42024.020850000001,42,null,24,"K",8,"24K 8",253,379.5,139,{"$f":"MIN(AP960,360/'Roof Bay Analysis'!$I$51*AR960)","v":208.5},9.4]
[42024.027600000001,42024.041400000002,42,null,24,"K",9,"24K 9",276,414,151,{"$f":"MIN(I961,360/'Roof Bay Analysis'!$I$51*K961)","v":226.5},10.3,null,null,null,null,null,null,null,null,null,null,null,null,null,null,null,null,null,null,null,null,null,42024.022649999999,42,null,24,"K",9,"24K 9",276,414,151,{"$f":"MIN(AP961,360/'Roof Bay Analysis'!$I$51*AR961)","v":226.5},10.3]
[42024.032700000003,42024.049050000001,42,null,24,"K",10,"24K10",327,490.5,177,{"$f":"MIN(I962,360/'Roof Bay Analysis'!$I$51*K962)","v":265.5},11.7,null,null,null,null,null,null,null,null,null,null,null,null,null,null,null,null,null,null,null,null,null,42024.026550000002,42,null,24,"K",10,"24K10",327,490.5,177,{"$f":"MIN(AP962,360/'Roof Bay Analysis'!$I$51*AR962)","v":265.5},11.7]
[42024.041700000002,42024.062550000002,42,null,24,"K",12,"24K12",417,625.5,224,{"$f":"MIN(I963,360/'Roof Bay Analysis'!$I$51*K963)","v":336},13.5,null,null,null,null,null,null,null,null,null,null,null,null,null,null,null,null,null,null,null,null,null,42024.033600000002,42,null,24,"K",12,"24K12",417,625.5,224,{"$f":"MIN(AP963,360/'Roof Bay Analysis'!$I$51*AR963)","v":336},13.5]
[{"$f":"C964*1000+E964+I964/10000","v":42026.024899999997},{"$f":"C964*1000+E964+J964/10000","v":42026.037349999999},42,null,26,"K",7,"26K 7",249,{"$f":"1.5*I964","v":373.5},150,{"$f":"MIN(I964,360/'Roof Bay Analysis'!$I$51*K964)","v":225},9,null,null,null,null,null,null,null,null,null,null,null,null,null,null,null,null,null,null,null,null,null,{"$f":"AJ964*1000+AL964+AS964/10000","v":42026.022499999999},42,null,26,"K",7,"26K 7",249,{"$f":"1.5*AP964","v":373.5},150,{"$f":"MIN(AP964,360/'Roof Bay Analysis'!$I$51*AR964)","v":225},9]
[42026.027499999997,42026.041250000002,42,null,{"$f":"VALUE(LEFT(H965,2))","v":26},{"$f":"MID(H965,3,LEN(H965)-4)","v":"K"},{"$f":"VALUE(RIGHT(H965,2))","v":8},"26K 8",275,412.5,164,{"$f":"MIN(I965,360/'Roof Bay Analysis'!$I$51*K965)","v":246},9.6999999999999993,null,null,null,null,null,null,null,null,null,null,null,null,null,null,null,null,null,null,null,null,null,42026.024599999997,42,null,{"$f":"VALUE(LEFT(AO965,2))","v":26},{"$f":"MID(AO965,3,LEN(AO965)-4)","v":"K"},{"$f":"VALUE(RIGHT(AO965,2))","v":8},"26K 8",275,412.5,164,{"$f":"MIN(AP965,360/'Roof Bay Analysis'!$I$51*AR965)","v":246},9.6999999999999993]
[42026.03,42026.044999999998,42,null,26,"K",9,"26K 9",300,450,178,{"$f":"MIN(I966,360/'Roof Bay Analysis'!$I$51*K966)","v":267},10.4,null,null,null,null,null,null,null,null,null,null,null,null,null,null,null,null,null,null,null,null,null,42026.026700000002,42,null,26,"K",9,"26K 9",300,450,178,{"$f":"MIN(AP966,360/'Roof Bay Analysis'!$I$51*AR966)","v":267},10.4]
[42026.035600000003,42026.053399999997,42,null,26,"K",10,"26K10",356,534,210,{"$f":"MIN(I967,360/'Roof Bay Analysis'!$I$51*K967)","v":315},11.8,null,null,null,null,null,null,null,null,null,null,null,null,null,null,null,null,null,null,null,null,null,42026.031499999997,42,null,26,"K",10,"26K10",356,534,210,{"$f":"MIN(AP967,360/'Roof Bay Analysis'!$I$51*AR967)","v":315},11.8]
[42026.041700000002,42026.062550000002,42,null,26,"K",12,"26K12",417,625.5,244,{"$f":"MIN(I968,360/'Roof Bay Analysis'!$I$51*K968)","v":366},13.7,null,null,null,null,null,null,null,null,null,null,null,null,null,null,null,null,null,null,null,null,null,42026.036599999999,42,null,26,"K",12,"26K12",417,625.5,244,{"$f":"MIN(AP968,360/'Roof Bay Analysis'!$I$51*AR968)","v":366},13.7]
[42028.026899999997,42028.040350000003,42,null,28,"K",7,"28K 7",269,403.5,175,{"$f":"MIN(I969,360/'Roof Bay Analysis'!$I$51*K969)","v":262.5},9.1999999999999993,null,null,null,null,null,null,null,null,null,null,null,null,null,null,null,null,null,null,null,null,null,42028.026250000003,42,null,28,"K",7,"28K 7",269,403.5,175,{"$f":"MIN(AP969,360/'Roof Bay Analysis'!$I$51*AR969)","v":262.5},9.1999999999999993]
[42028.029699999999,42028.044549999999,42,null,28,"K",8,"28K 8",297,445.5,192,{"$f":"MIN(I970,360/'Roof Bay Analysis'!$I$51*K970)","v":288},9.8000000000000007,null,null,null,null,null,null,null,null,null,null,null,null,null,null,null,null,null,null,null,null,null,42028.0288,42,null,28,"K",8,"28K 8",297,445.5,192,{"$f":"MIN(AP970,360/'Roof Bay Analysis'!$I$51*AR970)","v":288},9.8000000000000007]
[42028.032399999996,42028.048600000002,42,null,28,"K",9,"28K 9",324,486,208,{"$f":"MIN(I971,360/'Roof Bay Analysis'!$I$51*K971)","v":312},10.5,null,null,null,null,null,null,null,null,null,null,null,null,null,null,null,null,null,null,null,null,null,42028.031199999998,42,null,28,"K",9,"28K 9",324,486,208,{"$f":"MIN(AP971,360/'Roof Bay Analysis'!$I$51*AR971)","v":312},10.5]
[42028.038399999998,42028.0576,42,null,28,"K",10,"28K10",384,576,245,{"$f":"MIN(I972,360/'Roof Bay Analysis'!$I$51*K972)","v":367.5},11.8,null,null,null,null,null,null,null,null,null,null,null,null,null,null,null,null,null,null,null,null,null,42028.036749999999,42,null,28,"K",10,"28K10",384,576,245,{"$f":"MIN(AP972,360/'Roof Bay Analysis'!$I$51*AR972)","v":367.5},11.8]
[42028.041700000002,42028.062550000002,42,null,28,"K",12,"28K12",417,625.5,264,{"$f":"MIN(I973,360/'Roof Bay Analysis'!$I$51*K973)","v":396},14.5,null,null,null,null,null,null,null,null,null,null,null,null,null,null,null,null,null,null,null,null,null,42028.039599999996,42,null,28,"K",12,"28K12",417,625.5,264,{"$f":"MIN(AP973,360/'Roof Bay Analysis'!$I$51*AR973)","v":396},14.5]
[42030.028899999998,42030.04335,42,null,30,"K",7,"30K 7",289,433.5,202,{"$f":"MIN(I974,360/'Roof Bay Analysis'!$I$51*K974)","v":289},9.6,null,null,null,null,null,null,null,null,null,null,null,null,null,null,null,null,null,null,null,null,null,42030.028899999998,42,null,30,"K",7,"30K 7",289,433.5,202,{"$f":"MIN(AP974,360/'Roof Bay Analysis'!$I$51*AR974)","v":289},9.6]
[42030.031999999999,42030.048000000003,42,null,30,"K",8,"30K 8",320,480,221,{"$f":"MIN(I975,360/'Roof Bay Analysis'!$I$51*K975)","v":320},10,null,null,null,null,null,null,null,null,null,null,null,null,null,null,null,null,null,null,null,null,null,42030.031999999999,42,null,30,"K",8,"30K 8",320,480,221,{"$f":"MIN(AP975,360/'Roof Bay Analysis'!$I$51*AR975)","v":320},10]
[42030.034800000001,42030.052199999998,42,null,30,"K",9,"30K 9",348,522,240,{"$f":"MIN(I976,360/'Roof Bay Analysis'!$I$51*K976)","v":348},10.6,null,null,null,null,null,null,null,null,null,null,null,null,null,null,null,null,null,null,null,null,null,42030.034800000001,42,null,30,"K",9,"30K 9",348,522,240,{"$f":"MIN(AP976,360/'Roof Bay Analysis'!$I$51*AR976)","v":348},10.6]
[42030.041299999997,42030.061950000003,42,null,30,"K",10,"30K10",413,619.5,282,{"$f":"MIN(I977,360/'Roof Bay Analysis'!$I$51*K977)","v":413},11.9,null,null,null,null,null,null,null,null,null,null,null,null,null,null,null,null,null,null,null,null,null,42030.041299999997,42,null,30,"K",10,"30K10",413,619.5,282,{"$f":"MIN(AP977,360/'Roof Bay Analysis'!$I$51*AR977)","v":413},11.9]
[42030.041700000002,42030.062550000002,42,null,30,"K",11,"30K11",417,625.5,284,{"$f":"MIN(I978,360/'Roof Bay Analysis'!$I$51*K978)","v":417},13.3,null,null,null,null,null,null,null,null,null,null,null,null,null,null,null,null,null,null,null,null,null,42030.041700000002,42,null,30,"K",11,"30K11",417,625.5,284,{"$f":"MIN(AP978,360/'Roof Bay Analysis'!$I$51*AR978)","v":417},13.3]
[42030.041700000002,42030.062550000002,42,null,30,"K",12,"30K12",417,625.5,284,{"$f":"MIN(I979,360/'Roof Bay Analysis'!$I$51*K979)","v":417},15,null,null,null,null,null,null,null,null,null,null,null,null,null,null,null,null,null,null,null,null,null,42030.041700000002,42,null,30,"K",12,"30K12",417,625.5,284,{"$f":"MIN(AP979,360/'Roof Bay Analysis'!$I$51*AR979)","v":417},15]
[43022.0285,43022.042750000001,43,null,22,"K",10,"22K10",285,427.5,138,{"$f":"MIN(I980,360/'Roof Bay Analysis'!$I$51*K980)","v":207},11.7,null,null,null,null,null,null,null,null,null,null,null,null,null,null,null,null,null,null,null,null,null,43022.020700000001,43,null,22,"K",10,"22K10",285,427.5,138,{"$f":"MIN(AP980,360/'Roof Bay Analysis'!$I$51*AR980)","v":207},11.7]
[43022.032599999999,43022.048900000002,43,null,22,"K",11,"22K11",326,489,157,{"$f":"MIN(I981,360/'Roof Bay Analysis'!$I$51*K981)","v":235.5},11.9,null,null,null,null,null,null,null,null,null,null,null,null,null,null,null,null,null,null,null,null,null,43022.023549999998,43,null,22,"K",11,"22K11",326,489,157,{"$f":"MIN(AP981,360/'Roof Bay Analysis'!$I$51*AR981)","v":235.5},11.9]
[43024.026299999998,43024.039449999997,43,null,24,"K",9,"24K 9",263,394.5,140,{"$f":"MIN(I982,360/'Roof Bay Analysis'!$I$51*K982)","v":210},10.3,null,null,null,null,null,null,null,null,null,null,null,null,null,null,null,null,null,null,null,null,null,43024.021000000001,43,null,24,"K",9,"24K 9",263,394.5,140,{"$f":"MIN(AP982,360/'Roof Bay Analysis'!$I$51*AR982)","v":210},10.3]
[43024.031199999998,43024.046799999996,43,null,24,"K",10,"24K10",312,468,165,{"$f":"MIN(I983,360/'Roof Bay Analysis'!$I$51*K983)","v":247.5},11.7,null,null,null,null,null,null,null,null,null,null,null,null,null,null,null,null,null,null,null,null,null,43024.024749999997,43,null,24,"K",10,"24K10",312,468,165,{"$f":"MIN(AP983,360/'Roof Bay Analysis'!$I$51*AR983)","v":247.5},11.7]
[43024.0406,43024.060899999997,43,null,24,"K",12,"24K12",406,609,213,{"$f":"MIN(I984,360/'Roof Bay Analysis'!$I$51*K984)","v":319.5},13.5,null,null,null,null,null,null,null,null,null,null,null,null,null,null,null,null,null,null,null,null,null,43024.031949999997,43,null,24,"K",12,"24K12",406,609,213,{"$f":"MIN(AP984,360/'Roof Bay Analysis'!$I$51*AR984)","v":319.5},13.5]
[43026.026299999998,43026.039449999997,43,null,26,"K",8,"26K 8",263,394.5,153,{"$f":"MIN(I985,360/'Roof Bay Analysis'!$I$51*K985)","v":229.5},9.6999999999999993,null,null,null,null,null,null,null,null,null,null,null,null,null,null,null,null,null,null,null,null,null,43026.022949999999,43,null,26,"K",8,"26K 8",263,394.5,153,{"$f":"MIN(AP985,360/'Roof Bay Analysis'!$I$51*AR985)","v":229.5},9.6999999999999993]
[43026.028599999998,43026.0429,43,null,26,"K",9,"26K 9",286,429,166,{"$f":"MIN(I986,360/'Roof Bay Analysis'!$I$51*K986)","v":249},10.4,null,null,null,null,null,null,null,null,null,null,null,null,null,null,null,null,null,null,null,null,null,43026.024899999997,43,null,26,"K",9,"26K 9",286,429,166,{"$f":"MIN(AP986,360/'Roof Bay Analysis'!$I$51*AR986)","v":249},10.4]
[43026.033900000002,43026.05085,43,null,26,"K",10,"26K10",339,508.5,195,{"$f":"MIN(I987,360/'Roof Bay Analysis'!$I$51*K987)","v":292.5},11.8,null,null,null,null,null,null,null,null,null,null,null,null,null,null,null,null,null,null,null,null,null,43026.02925,43,null,26,"K",10,"26K10",339,508.5,195,{"$f":"MIN(AP987,360/'Roof Bay Analysis'!$I$51*AR987)","v":292.5},11.8]
[43026.040699999998,43026.061049999997,43,null,26,"K",12,"26K12",407,610.5,232,{"$f":"MIN(I988,360/'Roof Bay Analysis'!$I$51*K988)","v":348},13.7,null,null,null,null,null,null,null,null,null,null,null,null,null,null,null,null,null,null,null,null,null,43026.034800000001,43,null,26,"K",12,"26K12",407,610.5,232,{"$f":"MIN(AP988,360/'Roof Bay Analysis'!$I$51*AR988)","v":348},13.7]
[43028.028400000003,43028.042600000001,43,null,28,"K",8,"28K 8",284,426,179,{"$f":"MIN(I989,360/'Roof Bay Analysis'!$I$51*K989)","v":268.5},9.8000000000000007,null,null,null,null,null,null,null,null,null,null,null,null,null,null,null,null,null,null,null,null,null,43028.026850000002,43,null,28,"K",8,"28K 8",284,426,179,{"$f":"MIN(AP989,360/'Roof Bay Analysis'!$I$51*AR989)","v":268.5},9.8000000000000007]
[43028.030899999998,43028.046349999997,43,null,28,"K",9,"28K 9",309,463.5,194,{"$f":"MIN(I990,360/'Roof Bay Analysis'!$I$51*K990)","v":291},10.5,null,null,null,null,null,null,null,null,null,null,null,null,null,null,null,null,null,null,null,null,null,43028.0291,43,null,28,"K",9,"28K 9",309,463.5,194,{"$f":"MIN(AP990,360/'Roof Bay Analysis'!$I$51*AR990)","v":291},10.5]
[43028.036699999997,43028.055050000003,43,null,28,"K",10,"28K10",367,550.5,228,{"$f":"MIN(I991,360/'Roof Bay Analysis'!$I$51*K991)","v":342},11.8,null,null,null,null,null,null,null,null,null,null,null,null,null,null,null,null,null,null,null,null,null,43028.034200000002,43,null,28,"K",10,"28K10",367,550.5,228,{"$f":"MIN(AP991,360/'Roof Bay Analysis'!$I$51*AR991)","v":342},11.8]
[43028.040699999998,43028.061049999997,43,null,28,"K",12,"28K12",407,610.5,252,{"$f":"MIN(I992,360/'Roof Bay Analysis'!$I$51*K992)","v":378},14.5,null,null,null,null,null,null,null,null,null,null,null,null,null,null,null,null,null,null,null,null,null,43028.037799999998,43,null,28,"K",12,"28K12",407,610.5,252,{"$f":"MIN(AP992,360/'Roof Bay Analysis'!$I$51*AR992)","v":378},14.5]
[43030.027600000001,43030.041400000002,43,null,30,"K",7,"30K 7",276,414,188,{"$f":"MIN(I993,360/'Roof Bay Analysis'!$I$51*K993)","v":276},9.6,null,null,null,null,null,null,null,null,null,null,null,null,null,null,null,null,null,null,null,null,null,43030.027600000001,43,null,30,"K",7,"30K 7",276,414,188,{"$f":"MIN(AP993,360/'Roof Bay Analysis'!$I$51*AR993)","v":276},9.6]
[43030.030500000001,43030.045749999997,43,null,30,"K",8,"30K 8",305,457.5,206,{"$f":"MIN(I994,360/'Roof Bay Analysis'!$I$51*K994)","v":305},10,null,null,null,null,null,null,null,null,null,null,null,null,null,null,null,null,null,null,null,null,null,43030.030500000001,43,null,30,"K",8,"30K 8",305,457.5,206,{"$f":"MIN(AP994,360/'Roof Bay Analysis'!$I$51*AR994)","v":305},10]
[43030.033199999998,43030.049800000001,43,null,30,"K",9,"30K 9",332,498,223,{"$f":"MIN(I995,360/'Roof Bay Analysis'!$I$51*K995)","v":332},10.6,null,null,null,null,null,null,null,null,null,null,null,null,null,null,null,null,null,null,null,null,null,43030.033199999998,43,null,30,"K",9,"30K 9",332,498,223,{"$f":"MIN(AP995,360/'Roof Bay Analysis'!$I$51*AR995)","v":332},10.6]
[43030.039400000001,43030.059099999999,43,null,30,"K",10,"30K10",394,591,263,{"$f":"MIN(I996,360/'Roof Bay Analysis'!$I$51*K996)","v":394},11.9,null,null,null,null,null,null,null,null,null,null,null,null,null,null,null,null,null,null,null,null,null,43030.039400000001,43,null,30,"K",10,"30K10",394,591,263,{"$f":"MIN(AP996,360/'Roof Bay Analysis'!$I$51*AR996)","v":394},11.9]
[43030.040699999998,43030.061049999997,43,null,30,"K",11,"30K11",407,610.5,270,{"$f":"MIN(I997,360/'Roof Bay Analysis'!$I$51*K997)","v":405},13.3,null,null,null,null,null,null,null,null,null,null,null,null,null,null,null,null,null,null,null,null,null,43030.040500000003,43,null,30,"K",11,"30K11",407,610.5,270,{"$f":"MIN(AP997,360/'Roof Bay Analysis'!$I$51*AR997)","v":405},13.3]
[43030.040699999998,43030.061049999997,43,null,30,"K",12,"30K12",407,610.5,270,{"$f":"MIN(I998,360/'Roof Bay Analysis'!$I$51*K998)","v":405},15,null,null,null,null,null,null,null,null,null,null,null,null,null,null,null,null,null,null,null,null,null,43030.040500000003,43,null,30,"K",12,"30K12",407,610.5,270,{"$f":"MIN(AP998,360/'Roof Bay Analysis'!$I$51*AR998)","v":405},15]
[44022.027199999997,44022.040800000002,44,null,22,"K",10,"22K10",272,408,128,{"$f":"MIN(I999,360/'Roof Bay Analysis'!$I$51*K999)","v":192},11.7,null,null,null,null,null,null,null,null,null,null,null,null,null,null,null,null,null,null,null,null,null,44022.019200000002,44,null,22,"K",10,"22K10",272,408,128,{"$f":"MIN(AP999,360/'Roof Bay Analysis'!$I$51*AR999)","v":192},11.7]
[44022.0311,44022.046649999997,44,null,22,"K",11,"22K11",311,466.5,146,{"$f":"MIN(I1000,360/'Roof Bay Analysis'!$I$51*K1000)","v":219},11.9,null,null,null,null,null,null,null,null,null,null,null,null,null,null,null,null,null,null,null,null,null,44022.0219,44,null,22,"K",11,"22K11",311,466.5,146,{"$f":"MIN(AP1000,360/'Roof Bay Analysis'!$I$51*AR1000)","v":219},11.9]
[44024.029799999997,44024.044699999999,44,null,24,"K",10,"24K10",298,447,154,{"$f":"MIN(I1001,360/'Roof Bay Analysis'!$I$51*K1001)","v":231},11.7,null,null,null,null,null,null,null,null,null,null,null,null,null,null,null,null,null,null,null,null,null,44024.023099999999,44,null,24,"K",10,"24K10",298,447,154,{"$f":"MIN(AP1001,360/'Roof Bay Analysis'!$I$51*AR1001)","v":231},11.7]
[44024.038699999997,44024.05805,44,null,24,"K",12,"24K12",387,580.5,199,{"$f":"MIN(I1002,360/'Roof Bay Analysis'!$I$51*K1002)","v":298.5},13.5,null,null,null,null,null,null,null,null,null,null,null,null,null,null,null,null,null,null,null,null,null,44024.029849999999,44,null,24,"K",12,"24K12",387,580.5,199,{"$f":"MIN(AP1002,360/'Roof Bay Analysis'!$I$51*AR1002)","v":298.5},13.5]
[44026.032399999996,44026.048600000002,44,null,26,"K",10,"26K10",324,486,182,{"$f":"MIN(I1003,360/'Roof Bay Analysis'!$I$51*K1003)","v":273},11.8,null,null,null,null,null,null,null,null,null,null,null,null,null,null,null,null,null,null,null,null,null,44026.027300000002,44,null,26,"K",10,"26K10",324,486,182,{"$f":"MIN(AP1003,360/'Roof Bay Analysis'!$I$51*AR1003)","v":273},11.8]
[44026.039799999999,44026.059699999998,44,null,26,"K",12,"26K12",398,597,222,{"$f":"MIN(I1004,360/'Roof Bay Analysis'!$I$51*K1004)","v":333},13.7,null,null,null,null,null,null,null,null,null,null,null,null,null,null,null,null,null,null,null,null,null,44026.033300000003,44,null,26,"K",12,"26K12",398,597,222,{"$f":"MIN(AP1004,360/'Roof Bay Analysis'!$I$51*AR1004)","v":333},13.7]
[44028.029499999997,44028.044249999999,44,null,28,"K",9,"28K 9",295,442.5,181,{"$f":"MIN(I1005,360/'Roof Bay Analysis'!$I$51*K1005)","v":271.5},10.5,null,null,null,null,null,null,null,null,null,null,null,null,null,null,null,null,null,null,null,null,null,44028.027150000002,44,null,28,"K",9,"28K 9",295,442.5,181,{"$f":"MIN(AP1005,360/'Roof Bay Analysis'!$I$51*AR1005)","v":271.5},10.5]
[44028.035000000003,44028.052499999998,44,null,28,"K",10,"28K10",350,525,212,{"$f":"MIN(I1006,360/'Roof Bay Analysis'!$I$51*K1006)","v":318},11.8,null,null,null,null,null,null,null,null,null,null,null,null,null,null,null,null,null,null,null,null,null,44028.031799999997,44,null,28,"K",10,"28K10",350,525,212,{"$f":"MIN(AP1006,360/'Roof Bay Analysis'!$I$51*AR1006)","v":318},11.8]
[44028.039799999999,44028.059699999998,44,null,28,"K",12,"28K12",398,597,240,{"$f":"MIN(I1007,360/'Roof Bay Analysis'!$I$51*K1007)","v":360},14.5,null,null,null,null,null,null,null,null,null,null,null,null,null,null,null,null,null,null,null,null,null,44028.036,44,null,28,"K",12,"28K12",398,597,240,{"$f":"MIN(AP1007,360/'Roof Bay Analysis'!$I$51*AR1007)","v":360},14.5]
[44030.0291,44030.04365,44,null,30,"K",8,"30K 8",291,436.5,192,{"$f":"MIN(I1008,360/'Roof Bay Analysis'!$I$51*K1008)","v":288},10,null,null,null,null,null,null,null,null,null,null,null,null,null,null,null,null,null,null,null,null,null,44030.0288,44,null,30,"K",8,"30K 8",291,436.5,192,{"$f":"MIN(AP1008,360/'Roof Bay Analysis'!$I$51*AR1008)","v":288},10]
[44030.0317,44030.047550000003,44,null,30,"K",9,"30K 9",317,475.5,208,{"$f":"MIN(I1009,360/'Roof Bay Analysis'!$I$51*K1009)","v":312},10.6,null,null,null,null,null,null,null,null,null,null,null,null,null,null,null,null,null,null,null,null,null,44030.031199999998,44,null,30,"K",9,"30K 9",317,475.5,208,{"$f":"MIN(AP1009,360/'Roof Bay Analysis'!$I$51*AR1009)","v":312},10.6]
[44030.037600000003,44030.056400000001,44,null,30,"K",10,"30K10",376,564,245,{"$f":"MIN(I1010,360/'Roof Bay Analysis'!$I$51*K1010)","v":367.5},11.9,null,null,null,null,null,null,null,null,null,null,null,null,null,null,null,null,null,null,null,null,null,44030.036749999999,44,null,30,"K",10,"30K10",376,564,245,{"$f":"MIN(AP1010,360/'Roof Bay Analysis'!$I$51*AR1010)","v":367.5},11.9]
[44030.039799999999,44030.059699999998,44,null,30,"K",11,"30K11",398,597,258,{"$f":"MIN(I1011,360/'Roof Bay Analysis'!$I$51*K1011)","v":387},13.3,null,null,null,null,null,null,null,null,null,null,null,null,null,null,null,null,null,null,null,null,null,44030.038699999997,44,null,30,"K",11,"30K11",398,597,258,{"$f":"MIN(AP1011,360/'Roof Bay Analysis'!$I$51*AR1011)","v":387},13.3]
[44030.039799999999,44030.059699999998,44,null,30,"K",12,"30K12",398,597,258,{"$f":"MIN(I1012,360/'Roof Bay Analysis'!$I$51*K1012)","v":387},15,null,null,null,null,null,null,null,null,null,null,null,null,null,null,null,null,null,null,null,null,null,44030.038699999997,44,null,30,"K",12,"30K12",398,597,258,{"$f":"MIN(AP1012,360/'Roof Bay Analysis'!$I$51*AR1012)","v":387},15]
[45024.0285,45024.042750000001,45,null,24,"K",10,"24K10",285,427.5,144,{"$f":"MIN(I1013,360/'Roof Bay Analysis'!$I$51*K1013)","v":216},11.7,null,null,null,null,null,null,null,null,null,null,null,null,null,null,null,null,null,null,null,null,null,45024.0216,45,null,24,"K",10,"24K10",285,427.5,144,{"$f":"MIN(AP1013,360/'Roof Bay Analysis'!$I$51*AR1013)","v":216},11.7]
[45024.036999999997,45024.055500000002,45,null,24,"K",12,"24K12",370,555,185,{"$f":"MIN(I1014,360/'Roof Bay Analysis'!$I$51*K1014)","v":277.5},13.5,null,null,null,null,null,null,null,null,null,null,null,null,null,null,null,null,null,null,null,null,null,45024.027750000001,45,null,24,"K",12,"24K12",370,555,185,{"$f":"MIN(AP1014,360/'Roof Bay Analysis'!$I$51*AR1014)","v":277.5},13.5]
[45026.031000000003,45026.046499999997,45,null,26,"K",10,"26K10",310,465,170,{"$f":"MIN(I1015,360/'Roof Bay Analysis'!$I$51*K1015)","v":255},11.8,null,null,null,null,null,null,null,null,null,null,null,null,null,null,null,null,null,null,null,null,null,45026.025500000003,45,null,26,"K",10,"26K10",310,465,170,{"$f":"MIN(AP1015,360/'Roof Bay Analysis'!$I$51*AR1015)","v":255},11.8]
[45026.0389,45026.058349999999,45,null,26,"K",12,"26K12",389,583.5,212,{"$f":"MIN(I1016,360/'Roof Bay Analysis'!$I$51*K1016)","v":318},13.7,null,null,null,null,null,null,null,null,null,null,null,null,null,null,null,null,null,null,null,null,null,45026.031799999997,45,null,26,"K",12,"26K12",389,583.5,212,{"$f":"MIN(AP1016,360/'Roof Bay Analysis'!$I$51*AR1016)","v":318},13.7]
[45028.0334,45028.0501,45,null,28,"K",10,"28K10",334,501,198,{"$f":"MIN(I1017,360/'Roof Bay Analysis'!$I$51*K1017)","v":297},11.8,null,null,null,null,null,null,null,null,null,null,null,null,null,null,null,null,null,null,null,null,null,45028.029699999999,45,null,28,"K",10,"28K10",334,501,198,{"$f":"MIN(AP1017,360/'Roof Bay Analysis'!$I$51*AR1017)","v":297},11.8]
[45028.0389,45028.058349999999,45,null,28,"K",12,"28K12",389,583.5,229,{"$f":"MIN(I1018,360/'Roof Bay Analysis'!$I$51*K1018)","v":343.5},14.5,null,null,null,null,null,null,null,null,null,null,null,null,null,null,null,null,null,null,null,null,null,45028.034350000002,45,null,28,"K",12,"28K12",389,583.5,229,{"$f":"MIN(AP1018,360/'Roof Bay Analysis'!$I$51*AR1018)","v":343.5},14.5]
[45030.035900000003,45030.053849999997,45,null,30,"K",10,"30K10",359,538.5,229,{"$f":"MIN(I1019,360/'Roof Bay Analysis'!$I$51*K1019)","v":343.5},11.9,null,null,null,null,null,null,null,null,null,null,null,null,null,null,null,null,null,null,null,null,null,45030.034350000002,45,null,30,"K",10,"30K10",359,538.5,229,{"$f":"MIN(AP1019,360/'Roof Bay Analysis'!$I$51*AR1019)","v":343.5},11.9]
[45030.0389,45030.058349999999,45,null,30,"K",11,"30K11",389,583.5,246,{"$f":"MIN(I1020,360/'Roof Bay Analysis'!$I$51*K1020)","v":369},13.3,null,null,null,null,null,null,null,null,null,null,null,null,null,null,null,null,null,null,null,null,null,45030.036899999999,45,null,30,"K",11,"30K11",389,583.5,246,{"$f":"MIN(AP1020,360/'Roof Bay Analysis'!$I$51*AR1020)","v":369},13.3]
[45030.0389,45030.058349999999,45,null,30,"K",12,"30K12",389,583.5,246,{"$f":"MIN(I1021,360/'Roof Bay Analysis'!$I$51*K1021)","v":369},15,null,null,null,null,null,null,null,null,null,null,null,null,null,null,null,null,null,null,null,null,null,45030.036899999999,45,null,30,"K",12,"30K12",389,583.5,246,{"$f":"MIN(AP1021,360/'Roof Bay Analysis'!$I$51*AR1021)","v":369},15]
[46024.027199999997,46024.040800000002,46,null,24,"K",10,"24K10",272,408,135,{"$f":"MIN(I1022,360/'Roof Bay Analysis'!$I$51*K1022)","v":202.5},11.7,null,null,null,null,null,null,null,null,null,null,null,null,null,null,null,null,null,null,null,null,null,46024.020250000001,46,null,24,"K",10,"24K10",272,408,135,{"$f":"MIN(AP1022,360/'Roof Bay Analysis'!$I$51*AR1022)","v":202.5},11.7]
[46024.035400000001,46024.053099999997,46,null,24,"K",12,"24K12",354,531,174,{"$f":"MIN(I1023,360/'Roof Bay Analysis'!$I$51*K1023)","v":261},13.5,null,null,null,null,null,null,null,null,null,null,null,null,null,null,null,null,null,null,null,null,null,46024.026100000003,46,null,24,"K",12,"24K12",354,531,174,{"$f":"MIN(AP1023,360/'Roof Bay Analysis'!$I$51*AR1023)","v":261},13.5]
[46026.029600000002,46026.044399999999,46,null,26,"K",10,"26K10",296,444,159,{"$f":"MIN(I1024,360/'Roof Bay Analysis'!$I$51*K1024)","v":238.5},11.8,null,null,null,null,null,null,null,null,null,null,null,null,null,null,null,null,null,null,null,null,null,46026.023849999998,46,null,26,"K",10,"26K10",296,444,159,{"$f":"MIN(AP1024,360/'Roof Bay Analysis'!$I$51*AR1024)","v":238.5},11.8]
[46026.038,46026.057000000001,46,null,26,"K",12,"26K12",380,570,203,{"$f":"MIN(I1025,360/'Roof Bay Analysis'!$I$51*K1025)","v":304.5},13.7,null,null,null,null,null,null,null,null,null,null,null,null,null,null,null,null,null,null,null,null,null,46026.030449999998,46,null,26,"K",12,"26K12",380,570,203,{"$f":"MIN(AP1025,360/'Roof Bay Analysis'!$I$51*AR1025)","v":304.5},13.7]
[46028.031999999999,46028.048000000003,46,null,28,"K",10,"28K10",320,480,186,{"$f":"MIN(I1026,360/'Roof Bay Analysis'!$I$51*K1026)","v":279},11.8,null,null,null,null,null,null,null,null,null,null,null,null,null,null,null,null,null,null,null,null,null,46028.027900000001,46,null,28,"K",10,"28K10",320,480,186,{"$f":"MIN(AP1026,360/'Roof Bay Analysis'!$I$51*AR1026)","v":279},11.8]
[46028.038,46028.057000000001,46,null,28,"K",12,"28K12",380,570,219,{"$f":"MIN(I1027,360/'Roof Bay Analysis'!$I$51*K1027)","v":328.5},14.5,null,null,null,null,null,null,null,null,null,null,null,null,null,null,null,null,null,null,null,null,null,46028.032850000003,46,null,28,"K",12,"28K12",380,570,219,{"$f":"MIN(AP1027,360/'Roof Bay Analysis'!$I$51*AR1027)","v":328.5},14.5]
[{"$f":"C1028*1000+E1028+I1028/10000","v":46030.034399999997},{"$f":"C1028*1000+E1028+J1028/10000","v":46030.051599999999},46,null,30,"K",10,"30K10",344,{"$f":"1.5*I1028","v":516},214,{"$f":"MIN(I1028,360/'Roof Bay Analysis'!$I$51*K1028)","v":321},11.9,null,null,null,null,null,null,null,null,null,null,null,null,null,null,null,null,null,null,null,null,null,{"$f":"AJ1028*1000+AL1028+AS1028/10000","v":46030.032099999997},46,null,30,"K",10,"30K10",344,{"$f":"1.5*AP1028","v":516},214,{"$f":"MIN(AP1028,360/'Roof Bay Analysis'!$I$51*AR1028)","v":321},11.9]
[46030.038,46030.057000000001,46,null,{"$f":"VALUE(LEFT(H1029,2))","v":30},{"$f":"MID(H1029,3,LEN(H1029)-4)","v":"K"},{"$f":"VALUE(RIGHT(H1029,2))","v":11},"30K11",380,570,236,{"$f":"MIN(I1029,360/'Roof Bay Analysis'!$I$51*K1029)","v":354},13.3,null,null,null,null,null,null,null,null,null,null,null,null,null,null,null,null,null,null,null,null,null,46030.035400000001,46,null,{"$f":"VALUE(LEFT(AO1029,2))","v":30},{"$f":"MID(AO1029,3,LEN(AO1029)-4)","v":"K"},{"$f":"VALUE(RIGHT(AO1029,2))","v":11},"30K11",380,570,236,{"$f":"MIN(AP1029,360/'Roof Bay Analysis'!$I$51*AR1029)","v":354},13.3]
[46030.038,46030.057000000001,46,null,30,"K",12,"30K12",380,570,236,{"$f":"MIN(I1030,360/'Roof Bay Analysis'!$I$51*K1030)","v":354},15,null,null,null,null,null,null,null,null,null,null,null,null,null,null,null,null,null,null,null,null,null,46030.035400000001,46,null,30,"K",12,"30K12",380,570,236,{"$f":"MIN(AP1030,360/'Roof Bay Analysis'!$I$51*AR1030)","v":354},15]
[47024.026100000003,47024.039149999997,47,null,24,"K",10,"24K10",261,391.5,126,{"$f":"MIN(I1031,360/'Roof Bay Analysis'!$I$51*K1031)","v":189},11.7,null,null,null,null,null,null,null,null,null,null,null,null,null,null,null,null,null,null,null,null,null,47024.018900000003,47,null,24,"K",10,"24K10",261,391.5,126,{"$f":"MIN(AP1031,360/'Roof Bay Analysis'!$I$51*AR1031)","v":189},11.7]
[47024.033900000002,47024.05085,47,null,24,"K",12,"24K12",339,508.5,163,{"$f":"MIN(I1032,360/'Roof Bay Analysis'!$I$51*K1032)","v":244.5},13.5,null,null,null,null,null,null,null,null,null,null,null,null,null,null,null,null,null,null,null,null,null,47024.024449999997,47,null,24,"K",12,"24K12",339,508.5,163,{"$f":"MIN(AP1032,360/'Roof Bay Analysis'!$I$51*AR1032)","v":244.5},13.5]
[47026.028400000003,47026.042600000001,47,null,26,"K",10,"26K10",284,426,149,{"$f":"MIN(I1033,360/'Roof Bay Analysis'!$I$51*K1033)","v":223.5},11.8,null,null,null,null,null,null,null,null,null,null,null,null,null,null,null,null,null,null,null,null,null,47026.022349999999,47,null,26,"K",10,"26K10",284,426,149,{"$f":"MIN(AP1033,360/'Roof Bay Analysis'!$I$51*AR1033)","v":223.5},11.8]
[47026.036899999999,47026.055350000002,47,null,26,"K",12,"26K12",369,553.5,192,{"$f":"MIN(I1034,360/'Roof Bay Analysis'!$I$51*K1034)","v":288},13.7,null,null,null,null,null,null,null,null,null,null,null,null,null,null,null,null,null,null,null,null,null,47026.0288,47,null,26,"K",12,"26K12",369,553.5,192,{"$f":"MIN(AP1034,360/'Roof Bay Analysis'!$I$51*AR1034)","v":288},13.7]
[47028.030599999998,47028.045899999997,47,null,28,"K",10,"28K10",306,459,174,{"$f":"MIN(I1035,360/'Roof Bay Analysis'!$I$51*K1035)","v":261},11.8,null,null,null,null,null,null,null,null,null,null,null,null,null,null,null,null,null,null,null,null,null,47028.026100000003,47,null,28,"K",10,"28K10",306,459,174,{"$f":"MIN(AP1035,360/'Roof Bay Analysis'!$I$51*AR1035)","v":261},11.8]
[47028.037199999999,47028.055800000002,47,null,28,"K",12,"28K12",372,558,210,{"$f":"MIN(I1036,360/'Roof Bay Analysis'!$I$51*K1036)","v":315},14.5,null,null,null,null,null,null,null,null,null,null,null,null,null,null,null,null,null,null,null,null,null,47028.031499999997,47,null,28,"K",12,"28K12",372,558,210,{"$f":"MIN(AP1036,360/'Roof Bay Analysis'!$I$51*AR1036)","v":315},14.5]
[47030.032899999998,47030.049350000001,47,null,30,"K",10,"30K10",329,493.5,201,{"$f":"MIN(I1037,360/'Roof Bay Analysis'!$I$51*K1037)","v":301.5},11.9,null,null,null,null,null,null,null,null,null,null,null,null,null,null,null,null,null,null,null,null,null,47030.030149999999,47,null,30,"K",10,"30K10",329,493.5,201,{"$f":"MIN(AP1037,360/'Roof Bay Analysis'!$I$51*AR1037)","v":301.5},11.9]
[47030.037199999999,47030.055800000002,47,null,30,"K",11,"30K11",372,558,226,{"$f":"MIN(I1038,360/'Roof Bay Analysis'!$I$51*K1038)","v":339},13.3,null,null,null,null,null,null,null,null,null,null,null,null,null,null,null,null,null,null,null,null,null,47030.033900000002,47,null,30,"K",11,"30K11",372,558,226,{"$f":"MIN(AP1038,360/'Roof Bay Analysis'!$I$51*AR1038)","v":339},13.3]
[47030.037199999999,47030.055800000002,47,null,30,"K",12,"30K12",372,558,226,{"$f":"MIN(I1039,360/'Roof Bay Analysis'!$I$51*K1039)","v":339},15,null,null,null,null,null,null,null,null,null,null,null,null,null,null,null,null,null,null,null,null,null,47030.033900000002,47,null,30,"K",12,"30K12",372,558,226,{"$f":"MIN(AP1039,360/'Roof Bay Analysis'!$I$51*AR1039)","v":339},15]
[48024.025000000001,48024.037499999999,48,null,24,"K",10,"24K10",250,375,118,{"$f":"MIN(I1040,360/'Roof Bay Analysis'!$I$51*K1040)","v":177},11.7,null,null,null,null,null,null,null,null,null,null,null,null,null,null,null,null,null,null,null,null,null,48024.017699999997,48,null,24,"K",10,"24K10",250,375,118,{"$f":"MIN(AP1040,360/'Roof Bay Analysis'!$I$51*AR1040)","v":177},11.7]
[48024.032500000001,48024.048750000002,48,null,24,"K",12,"24K12",325,487.5,153,{"$f":"MIN(I1041,360/'Roof Bay Analysis'!$I$51*K1041)","v":229.5},13.5,null,null,null,null,null,null,null,null,null,null,null,null,null,null,null,null,null,null,null,null,null,48024.022949999999,48,null,24,"K",12,"24K12",325,487.5,153,{"$f":"MIN(AP1041,360/'Roof Bay Analysis'!$I$51*AR1041)","v":229.5},13.5]
[48026.027199999997,48026.040800000002,48,null,26,"K",10,"26K10",272,408,140,{"$f":"MIN(I1042,360/'Roof Bay Analysis'!$I$51*K1042)","v":210},11.8,null,null,null,null,null,null,null,null,null,null,null,null,null,null,null,null,null,null,null,null,null,48026.021000000001,48,null,26,"K",10,"26K10",272,408,140,{"$f":"MIN(AP1042,360/'Roof Bay Analysis'!$I$51*AR1042)","v":210},11.8]
[48026.035300000003,48026.052949999998,48,null,26,"K",12,"26K12",353,529.5,180,{"$f":"MIN(I1043,360/'Roof Bay Analysis'!$I$51*K1043)","v":270},13.7,null,null,null,null,null,null,null,null,null,null,null,null,null,null,null,null,null,null,null,null,null,48026.027000000002,48,null,26,"K",12,"26K12",353,529.5,180,{"$f":"MIN(AP1043,360/'Roof Bay Analysis'!$I$51*AR1043)","v":270},13.7]
[48028.029399999999,48028.044099999999,48,null,28,"K",10,"28K10",294,441,163,{"$f":"MIN(I1044,360/'Roof Bay Analysis'!$I$51*K1044)","v":244.5},11.8,null,null,null,null,null,null,null,null,null,null,null,null,null,null,null,null,null,null,null,null,null,48028.024449999997,48,null,28,"K",10,"28K10",294,441,163,{"$f":"MIN(AP1044,360/'Roof Bay Analysis'!$I$51*AR1044)","v":244.5},11.8]
[48028.036500000002,48028.054750000003,48,null,28,"K",12,"28K12",365,547.5,201,{"$f":"MIN(I1045,360/'Roof Bay Analysis'!$I$51*K1045)","v":301.5},14.5,null,null,null,null,null,null,null,null,null,null,null,null,null,null,null,null,null,null,null,null,null,48028.030149999999,48,null,28,"K",12,"28K12",365,547.5,201,{"$f":"MIN(AP1045,360/'Roof Bay Analysis'!$I$51*AR1045)","v":301.5},14.5]
[48030.031499999997,48030.047250000003,48,null,30,"K",10,"30K10",315,472.5,188,{"$f":"MIN(I1046,360/'Roof Bay Analysis'!$I$51*K1046)","v":282},11.9,null,null,null,null,null,null,null,null,null,null,null,null,null,null,null,null,null,null,null,null,null,48030.028200000001,48,null,30,"K",10,"30K10",315,472.5,188,{"$f":"MIN(AP1046,360/'Roof Bay Analysis'!$I$51*AR1046)","v":282},11.9]
[48030.036200000002,48030.054300000003,48,null,30,"K",11,"30K11",362,543,215,{"$f":"MIN(I1047,360/'Roof Bay Analysis'!$I$51*K1047)","v":322.5},13.3,null,null,null,null,null,null,null,null,null,null,null,null,null,null,null,null,null,null,null,null,null,48030.032249999997,48,null,30,"K",11,"30K11",362,543,215,{"$f":"MIN(AP1047,360/'Roof Bay Analysis'!$I$51*AR1047)","v":322.5},13.3]
[48030.036500000002,48030.054750000003,48,null,30,"K",12,"30K12",365,547.5,216,{"$f":"MIN(I1048,360/'Roof Bay Analysis'!$I$51*K1048)","v":324},15,null,null,null,null,null,null,null,null,null,null,null,null,null,null,null,null,null,null,null,null,null,48030.032399999996,48,null,30,"K",12,"30K12",365,547.5,216,{"$f":"MIN(AP1048,360/'Roof Bay Analysis'!$I$51*AR1048)","v":324},15]
[49026.033900000002,49026.05085,49,null,26,"K",12,"26K12",339,508.5,169,{"$f":"MIN(I1049,360/'Roof Bay Analysis'!$I$51*K1049)","v":253.5},13.7,null,null,null,null,null,null,null,null,null,null,null,null,null,null,null,null,null,null,null,null,null,49026.025350000004,49,null,26,"K",12,"26K12",339,508.5,169,{"$f":"MIN(AP1049,360/'Roof Bay Analysis'!$I$51*AR1049)","v":253.5},13.7]
[49028.0357,49028.053549999997,49,null,28,"K",12,"28K12",357,535.5,193,{"$f":"MIN(I1050,360/'Roof Bay Analysis'!$I$51*K1050)","v":289.5},14.5,null,null,null,null,null,null,null,null,null,null,null,null,null,null,null,null,null,null,null,null,null,49028.02895,49,null,28,"K",12,"28K12",357,535.5,193,{"$f":"MIN(AP1050,360/'Roof Bay Analysis'!$I$51*AR1050)","v":289.5},14.5]
[49030.030299999999,49030.045449999998,49,null,30,"K",10,"30K10",303,454.5,177,{"$f":"MIN(I1051,360/'Roof Bay Analysis'!$I$51*K1051)","v":265.5},11.9,null,null,null,null,null,null,null,null,null,null,null,null,null,null,null,null,null,null,null,null,null,49030.026550000002,49,null,30,"K",10,"30K10",303,454.5,177,{"$f":"MIN(AP1051,360/'Roof Bay Analysis'!$I$51*AR1051)","v":265.5},11.9]
[49030.034699999997,49030.052049999998,49,null,30,"K",11,"30K11",347,520.5,202,{"$f":"MIN(I1052,360/'Roof Bay Analysis'!$I$51*K1052)","v":303},13.3,null,null,null,null,null,null,null,null,null,null,null,null,null,null,null,null,null,null,null,null,null,49030.030299999999,49,null,30,"K",11,"30K11",347,520.5,202,{"$f":"MIN(AP1052,360/'Roof Bay Analysis'!$I$51*AR1052)","v":303},13.3]
[49030.0357,49030.053549999997,49,null,30,"K",12,"30K12",357,535.5,207,{"$f":"MIN(I1053,360/'Roof Bay Analysis'!$I$51*K1053)","v":310.5},15,null,null,null,null,null,null,null,null,null,null,null,null,null,null,null,null,null,null,null,null,null,49030.031049999998,49,null,30,"K",12,"30K12",357,535.5,207,{"$f":"MIN(AP1053,360/'Roof Bay Analysis'!$I$51*AR1053)","v":310.5},15]
[50026.032500000001,50026.048750000002,50,null,26,"K",12,"26K12",325,487.5,159,{"$f":"MIN(I1054,360/'Roof Bay Analysis'!$I$51*K1054)","v":238.5},13.7,null,null,null,null,null,null,null,null,null,null,null,null,null,null,null,null,null,null,null,null,null,50026.023849999998,50,null,26,"K",12,"26K12",325,487.5,159,{"$f":"MIN(AP1054,360/'Roof Bay Analysis'!$I$51*AR1054)","v":238.5},13.7]
[50028.035000000003,50028.052499999998,50,null,28,"K",12,"28K12",350,525,185,{"$f":"MIN(I1055,360/'Roof Bay Analysis'!$I$51*K1055)","v":277.5},14.5,null,null,null,null,null,null,null,null,null,null,null,null,null,null,null,null,null,null,null,null,null,50028.027750000001,50,null,28,"K",12,"28K12",350,525,185,{"$f":"MIN(AP1055,360/'Roof Bay Analysis'!$I$51*AR1055)","v":277.5},14.5]
[50030.033300000003,50030.049950000001,50,null,30,"K",11,"30K11",333,499.5,190,{"$f":"MIN(I1056,360/'Roof Bay Analysis'!$I$51*K1056)","v":285},13.3,null,null,null,null,null,null,null,null,null,null,null,null,null,null,null,null,null,null,null,null,null,50030.0285,50,null,30,"K",11,"30K11",333,499.5,190,{"$f":"MIN(AP1056,360/'Roof Bay Analysis'!$I$51*AR1056)","v":285},13.3]
[50030.035000000003,50030.052499999998,50,null,30,"K",12,"30K12",350,525,199,{"$f":"MIN(I1057,360/'Roof Bay Analysis'!$I$51*K1057)","v":298.5},15,null,null,null,null,null,null,null,null,null,null,null,null,null,null,null,null,null,null,null,null,null,50030.029849999999,50,null,30,"K",12,"30K12",350,525,199,{"$f":"MIN(AP1057,360/'Roof Bay Analysis'!$I$51*AR1057)","v":298.5},15]
[51026.031300000002,51026.046950000004,51,null,26,"K",12,"26K12",313,469.5,150,{"$f":"MIN(I1058,360/'Roof Bay Analysis'!$I$51*K1058)","v":225},13.7,null,null,null,null,null,null,null,null,null,null,null,null,null,null,null,null,null,null,null,null,null,51026.022499999999,51,null,26,"K",12,"26K12",313,469.5,150,{"$f":"MIN(AP1058,360/'Roof Bay Analysis'!$I$51*AR1058)","v":225},13.7]
[51028.033799999997,51028.0507,51,null,28,"K",12,"28K12",338,507,175,{"$f":"MIN(I1059,360/'Roof Bay Analysis'!$I$51*K1059)","v":262.5},14.5,null,null,null,null,null,null,null,null,null,null,null,null,null,null,null,null,null,null,null,null,null,51028.026250000003,51,null,28,"K",12,"28K12",338,507,175,{"$f":"MIN(AP1059,360/'Roof Bay Analysis'!$I$51*AR1059)","v":262.5},14.5]
[51030.031999999999,51030.048000000003,51,null,30,"K",11,"30K11",320,480,179,{"$f":"MIN(I1060,360/'Roof Bay Analysis'!$I$51*K1060)","v":268.5},13.3,null,null,null,null,null,null,null,null,null,null,null,null,null,null,null,null,null,null,null,null,null,51030.026850000002,51,null,30,"K",11,"30K11",320,480,179,{"$f":"MIN(AP1060,360/'Roof Bay Analysis'!$I$51*AR1060)","v":268.5},13.3]
[51030.034299999999,51030.051449999999,51,null,30,"K",12,"30K12",343,514.5,192,{"$f":"MIN(I1061,360/'Roof Bay Analysis'!$I$51*K1061)","v":288},15,null,null,null,null,null,null,null,null,null,null,null,null,null,null,null,null,null,null,null,null,null,51030.0288,51,null,30,"K",12,"30K12",343,514.5,192,{"$f":"MIN(AP1061,360/'Roof Bay Analysis'!$I$51*AR1061)","v":288},15]
[52026.030100000004,52026.045149999998,52,null,26,"K",12,"26K12",301,451.5,142,{"$f":"MIN(I1062,360/'Roof Bay Analysis'!$I$51*K1062)","v":213},13.7,null,null,null,null,null,null,null,null,null,null,null,null,null,null,null,null,null,null,null,null,null,52026.0213,52,null,26,"K",12,"26K12",301,451.5,142,{"$f":"MIN(AP1062,360/'Roof Bay Analysis'!$I$51*AR1062)","v":213},13.7]
[52028.032500000001,52028.048750000002,52,null,28,"K",12,"28K12",325,487.5,165,{"$f":"MIN(I1063,360/'Roof Bay Analysis'!$I$51*K1063)","v":247.5},14.5,null,null,null,null,null,null,null,null,null,null,null,null,null,null,null,null,null,null,null,null,null,52028.024749999997,52,null,28,"K",12,"28K12",325,487.5,165,{"$f":"MIN(AP1063,360/'Roof Bay Analysis'!$I$51*AR1063)","v":247.5},14.5]
[52030.033600000002,52030.0504,52,null,30,"K",12,"30K12",336,504,184,{"$f":"MIN(I1064,360/'Roof Bay Analysis'!$I$51*K1064)","v":276},15,null,null,null,null,null,null,null,null,null,null,null,null,null,null,null,null,null,null,null,null,null,52030.027600000001,52,null,30,"K",12,"30K12",336,504,184,{"$f":"MIN(AP1064,360/'Roof Bay Analysis'!$I$51*AR1064)","v":276},15]
[53030.033000000003,53030.049500000001,53,null,30,"K",12,"30K12",330,495,177,{"$f":"MIN(I1065,360/'Roof Bay Analysis'!$I$51*K1065)","v":265.5},15,null,null,null,null,null,null,null,null,null,null,null,null,null,null,null,null,null,null,null,null,null,53030.026550000002,53,null,30,"K",12,"30K12",330,495,177,{"$f":"MIN(AP1065,360/'Roof Bay Analysis'!$I$51*AR1065)","v":265.5},15]
[999000,999000,999,null,0,0,0,0,0,0,0,0,0,null,null,null,null,null,null,null,null,null,null,null,null,null,null,null,null,null,null,null,null,null,999000,999,null,0,0,0,0,0,0,0,0,0]

{"sheet":"LH Joists","index":8,"n_rows":2225,"n_cols":56,"rows_kept":1125,"cut":true,"hidden":true,"merged":[[1,54,1,55],[0,0,0,12],[0,18,0,20],[0,34,0,45],[1,4,1,7],[1,37,1,40]],"bounds":{"rows_first":500,"rows_last":125,"rows_between":500,"halvings":2}}
["JOIST SELECTION TABLE (sorted by span, then joist depth, then black total ASD loads, then weight)",null,null,null,null,null,null,null,null,null,null,null,null,null,{"$f":"'Roof Bay Analysis'!D8","v":"ASD"},"Span",{"$f":"ROUNDUP('Roof Bay Analysis'!E11,0)","v":30},"ft.","Joist Depths",null,null,null,null,null,null,null,null,null,null,null,null,null,null,null,"JOIST SELECTION TABLE (sorted by span, then joist depth, then red L/360 deflection loads, then weight)"]
["ASD ID","LRFD ID","Span","Requires","Joist Type",null,null,null,"ASD Load","LRFD Load","L/360 Load",{"$f":"\"L/\"&'Roof Bay Analysis'!$I$51&\" Load\"","v":"L/240 Load"},"Weight",null,null,"Applied Total Load",{"$f":"'Roof Bay Analysis'!D76","v":187.38749999999999},"plf","Min.",{"$f":"MAX('Roof Bay Analysis'!D50:D51)","v":16},"in.",null,null,null,null,null,null,null,null,null,null,null,null,null,{"$f":"\"L/\"&'Roof Bay Analysis'!$I$51&\" ID\"","v":"L/240 ID"},"Span","Requires","Joist Type",null,null,null,"ASD Load","LRFD Load","L/360 Load",{"$f":"\"L/\"&'Roof Bay Analysis'!$I$51&\" Load\"","v":"L/240 Load"},"Weight",null,"Joist","Span","Load","IJ",null,null,null,"From Vulcraft"]
[null,null,"ft.","X-Bridging",null,null,null,null,"plf","plf","plf","plf","plf",null,null,{"$f":"\"Applied L/\"&'Roof Bay Analysis'!$I$51&\" Load\"","v":"Applied L/240 Load"},{"$f":"MAX('Roof Bay Analysis'!Y83:Z83)","v":125},"plf","Max.",{"$f":"MIN('Roof Bay Analysis'!D52:D53)","v":30},"in.",null,null,null,null,null,null,null,null,null,null,null,null,null,null,"ft.","X-Bridging",null,null,null,null,"plf","plf","plf","plf","plf",null,"Type","ft.","plf","in.^4",null,"Comparison",null,"Joist","Ixx"]
[{"$f":"C4*1000+E4+I4/10000","v":10000},{"$f":"C4*1000+E4+J4/10000","v":10000},10,null,0,0,0,0,0,{"$f":"1.5*I4","v":0},0,{"$f":"MIN(I4,360/'Roof Bay Analysis'!$I$51*K4)","v":0},0,null,null,null,null,null,null,null,null,null,null,null,null,null,null,null,null,null,null,null,null,null,{"$f":"AJ4*1000+AL4+AS4/10000","v":10000},10,null,0,0,0,0,0,{"$f":"1.5*AP4","v":0},0,{"$f":"MIN(AP4,360/'Roof Bay Analysis'!$I$51*AR4)","v":0},0,null,"10K 1",20,97,{"$f":"26.767*AX4*(AW4-0.33)^3*10^-6","v":19.759889560275141},null,{"$f":"AY4/BD4","v":0.90213454913218816},null,"10K1",21.903483886392827]
[22018.055384615385,22018.083076923078,22,null,{"$f":"VALUE(LEFT(H5,2))","v":18},{"$f":"MID(H5,3,LEN(H5)-4)","v":"LH"},{"$f":"VALUE(RIGHT(H5,2))","v":2},"18LH 2",553.84615384615381,830.76923076923072,439.23715976331363,{"$f":"MIN(I5,360/'Roof Bay Analysis'!$I$51*K5)","v":553.84615384615381},10,null,null,null,null,null,null,null,null,null,null,null,null,null,null,null,null,null,null,null,null,null,22018.055384615385,22,null,{"$f":"VALUE(LEFT(AO5,2))","v":18},{"$f":"MID(AO5,3,LEN(AO5)-4)","v":"LH"},{"$f":"VALUE(RIGHT(AO5,2))","v":2},"18LH 2",553.84615384615381,830.76923076923072,439.23715976331363,{"$f":"MIN(AP5,360/'Roof Bay Analysis'!$I$51*AR5)","v":553.84615384615381},10,null,"12K 1",24,81,28.752756841721599,null,0.89250584096398211,null,"12K1",32.215763216368622]
[22018.061384615383,22018.092076923076,22,null,18,"LH",3,"18LH 3",613.84615384615381,920.76923076923072,488.35313609467454,{"$f":"MIN(I6,360/'Roof Bay Analysis'!$I$51*K6)","v":613.84615384615381},11,null,null,null,null,null,null,null,null,null,null,null,null,null,null,null,null,null,null,null,null,null,22018.061384615383,22,null,18,"LH",3,"18LH 3",613.84615384615381,920.76923076923072,488.35313609467454,{"$f":"MIN(AP6,360/'Roof Bay Analysis'!$I$51*AR6)","v":613.84615384615381},11,null,"12K 3",24,101,35.852202975480026,null,0.97516806370329456,null,"12K3",36.765152910491999]
[22018.07153846154,22018.107307692309,22,null,18,"LH",4,"18LH 4",715.38461538461536,1073.0769230769231,565.5353846153846,{"$f":"MIN(I7,360/'Roof Bay Analysis'!$I$51*K7)","v":715.38461538461536},12,null,null,null,null,null,null,null,null,null,null,null,null,null,null,null,null,null,null,null,null,null,22018.07153846154,22,null,18,"LH",4,"18LH 4",715.38461538461536,1073.0769230769231,565.5353846153846,{"$f":"MIN(AP7,360/'Roof Bay Analysis'!$I$51*AR7)","v":715.38461538461536},12,null,"12K 5",24,132,46.856344482805575,null,0.95364724145312874,null,"12K5",49.133833189102283]
[22018.080769230768,22018.121153846154,22,null,18,"LH",5,"18LH 5",807.69230769230774,1211.5384615384617,637.10437869822488,{"$f":"MIN(I8,360/'Roof Bay Analysis'!$I$51*K8)","v":807.69230769230774},15,null,"Vlookup (Only used with exact ID match)",null,null,null,null,null,null,null,null,null,"Vlookup (Only used with exact ID match)",null,null,null,null,null,null,null,null,null,22018.080769230768,22,null,18,"LH",5,"18LH 5",807.69230769230774,1211.5384615384617,637.10437869822488,{"$f":"MIN(AP8,360/'Roof Bay Analysis'!$I$51*AR8)","v":807.69230769230774},15,null,"14K 1",28,70,39.694032081446473,null,0.89157900926353362,null,"14K1",44.521048240284088]
[22018.095538461537,22018.143307692309,22,null,18,"LH",6,"18LH 6",955.38461538461536,1433.0769230769231,738.14295857988168,{"$f":"MIN(I9,360/'Roof Bay Analysis'!$I$51*K9)","v":955.38461538461536},15,null,null,null,null,null,null,null,null,null,null,null,null,null,null,null,null,null,null,null,null,null,22018.095538461537,22,null,18,"LH",6,"18LH 6",955.38461538461536,1433.0769230769231,738.14295857988168,{"$f":"MIN(AP9,360/'Roof Bay Analysis'!$I$51*AR9)","v":955.38461538461536},15,null,"14K 3",28,88,49.901068902389859,null,0.97959394272425437,null,"14K3",50.9405649892187]
[22018.099230769232,22018.148846153847,22,null,18,"LH",7,"18LH 7",992.30769230769226,1488.4615384615383,776.03242603550291,{"$f":"MIN(I10,360/'Roof Bay Analysis'!$I$51*K10)","v":992.30769230769226},17,null,null,"ID","Depth","Type","ASD Load","LRFD Load",{"$f":"\"L/\"&'Roof Bay Analysis'!$I$51&\" Load\"","v":"L/240 Load"},"Weight",null,null,null,"ID","Depth","Type","ASD Load","LRFD Load",{"$f":"\"L/\"&'Roof Bay Analysis'!$I$51&\" Load\"","v":"L/240 Load"},"Weight",null,null,22018.099230769232,22,null,18,"LH",7,"18LH 7",992.30769230769226,1488.4615384615383,776.03242603550291,{"$f":"MIN(AP10,360/'Roof Bay Analysis'!$I$51*AR10)","v":992.30769230769226},17,null,"14K 4",28,103,58.406932919842667,null,0.95085451300493251,null,"14K4",61.425730352020409]
[22018.103384615384,22018.155076923078,22,null,18,"LH",8,"18LH 8",1033.8461538461538,1550.7692307692307,809.71195266272184,{"$f":"MIN(I11,360/'Roof Bay Analysis'!$I$51*K11)","v":1033.8461538461538},19,null,{"$f":"IF(Q11=\"NA\",\"NA\",$Q$1*1000+Q11+$Q$2/10000)","v":"NA"},{"$f":"IF(Q11=\"NA\",\"NA\",IF($O$1=\"ASD\",VLOOKUP(O11,$A$4:$M$2225,1),VLOOKUP(O11,$B$4:$M$2225,1)))","v":"NA"},{"$f":"IF(W11<$T$2,\"NA\",IF(W11>$T$3,\"NA\",W11))","v":"NA"},{"$f":"IF(Q11=\"NA\",\"NA\",IF($O$1=\"ASD\",VLOOKUP(O11,$A$4:$M$2225,8),VLOOKUP(O11,$B$4:$M$2225,7)))","v":"NA"},{"$f":"IF(Q11=\"NA\",\"NA\",IF($O$1=\"ASD\",VLOOKUP(O11,$A$4:$M$2225,9),VLOOKUP(O11,$B$4:$M$2225,8)))","v":"NA"},{"$f":"IF(Q11=\"NA\",\"NA\",IF($O$1=\"ASD\",VLOOKUP(O11,$A$4:$M$2225,10),VLOOKUP(O11,$B$4:$M$2225,9)))","v":"NA"},{"$f":"IF(Q11=\"NA\",\"NA\",IF($O$1=\"ASD\",VLOOKUP(O11,$A$4:$M$2225,12),VLOOKUP(O11,$B$4:$M$2225,11)))","v":"NA"},{"$f":"IF(Q11=\"NA\",\"NA\",IF($O$1=\"ASD\",VLOOKUP(O11,$A$4:$M$2225,13),VLOOKUP(O11,$B$4:$M$2225,12)))","v":"NA"},10,null,{"$f":"IF(AA11=\"NA\",\"NA\",$Q$1*1000+AA11+$Q$3/10000)","v":"NA"},{"$f":"IF(AA11=\"NA\",\"NA\",VLOOKUP(Y11,$AI$4:$AT$2225,1))","v":"NA"},{"$f":"IF(AG11<$T$2,\"NA\",IF(AG11>$T$3,\"NA\",AG11))","v":"NA"},{"$f":"IF(AA11=\"NA\",\"NA\",VLOOKUP(Y11,$AI$4:$AT$2225,7))","v":"NA"},{"$f":"IF(AA11=\"NA\",\"NA\",VLOOKUP(Y11,$AI$4:$AT$2225,8))","v":"NA"},{"$f":"IF(AA11=\"NA\",\"NA\",VLOOKUP(Y11,$AI$4:$AT$2225,9))","v":"NA"},{"$f":"IF(AA11=\"NA\",\"NA\",VLOOKUP(Y11,$AI$4:$AT$2225,11))","v":"NA"},{"$f":"IF(AA11=\"NA\",\"NA\",VLOOKUP(Y11,$AI$4:$AT$2225,12))","v":"NA"},10,null,22018.103384615384,22,null,18,"LH",8,"18LH 8",1033.8461538461538,1550.7692307692307,809.71195266272184,{"$f":"MIN(AP11,360/'Roof Bay Analysis'!$I$51*AR11)","v":1033.8461538461538},19,null,"14K 6",28,124,70.315142544276611,null,0.93464276526772594,null,"14K6",75.232104882484194]
[22018.110769230771,22018.166153846152,22,null,18,"LH",9,"18LH 9",1107.6923076923076,1661.5384615384614,864.44118343195271,{"$f":"MIN(I12,360/'Roof Bay Analysis'!$I$51*K12)","v":1107.6923076923076},21,null,"NA","NA","NA","NA","NA","NA","NA","NA",12,null,{"$f":"IF(AA12=\"NA\",\"NA\",$Q$1*1000+AA12+$Q$3/10000)","v":"NA"},"NA","NA","NA","NA","NA","NA","NA",12,null,22018.110769230771,22,null,18,"LH",9,"18LH 9",1107.6923076923076,1661.5384615384614,864.44118343195271,{"$f":"MIN(AP12,360/'Roof Bay Analysis'!$I$51*AR12)","v":1107.6923076923076},21,null,"16K 2",32,71,60.367367528617585,null,0.89520622717911069,null,"16K2",67.434034411089314]
[23018.052941176469,23018.079411764706,23,null,18,"LH",2,"18LH 2",529.41176470588232,794.11764705882342,401.33585640138409,{"$f":"MIN(I13,360/'Roof Bay Analysis'!$I$51*K13)","v":529.41176470588232},10,null,"NA","NA","NA","NA","NA","NA","NA","NA",14,null,"NA","NA","NA","NA","NA","NA","NA","NA",14,null,23018.052941176469,23,null,18,"LH",2,"18LH 2",529.41176470588232,794.11764705882342,401.33585640138409,{"$f":"MIN(AP13,360/'Roof Bay Analysis'!$I$51*AR13)","v":529.41176470588232},10,null,"16K 3",32,79,67.169324433250551,null,0.96193823284331226,null,"16K3",69.827065959017347]
[23018.058676470588,23018.088014705882,23,null,18,"LH",3,"18LH 3",586.76470588235293,880.14705882352939,446.21366782006919,{"$f":"MIN(I14,360/'Roof Bay Analysis'!$I$51*K14)","v":586.76470588235293},11,null,30016.018738750001,29024.108837209304,16,"24LH11",1088.3720930232557,1632.5581395348836,1088.3720930232557,25,16,null,30016.012500000001,29024.108837209304,16,"24LH11",1088.3720930232557,1632.5581395348836,1088.3720930232557,25,16,null,23018.058676470588,23,null,18,"LH",3,"18LH 3",586.76470588235293,880.14705882352939,446.21366782006919,{"$f":"MIN(AP14,360/'Roof Bay Analysis'!$I$51*AR14)","v":586.76470588235293},11,null,"16K 4",32,92,78.222504403279132,null,0.96162817107217557,null,"16K4",81.343815371032946]
[23018.06838235294,23018.102573529413,23,null,18,"LH",4,"18LH 4",683.82352941176475,1025.7352941176471,516.73594290657445,{"$f":"MIN(I15,360/'Roof Bay Analysis'!$I$51*K15)","v":683.82352941176475},12,null,30018.018738750001,29024.108837209304,18,"24LH11",1088.3720930232557,1632.5581395348836,1088.3720930232557,25,18,null,30018.012500000001,29024.108837209304,18,"24LH11",1088.3720930232557,1632.5581395348836,1088.3720930232557,25,18,null,23018.06838235294,23,null,18,"LH",4,"18LH 4",683.82352941176475,1025.7352941176471,516.73594290657445,{"$f":"MIN(AP15,360/'Roof Bay Analysis'!$I$51*AR15)","v":683.82352941176475},12,null,"16K 5",32,103,87.575195147149458,null,0.96840211677349264,null,"16K5",90.432676292500432]
[23018.077205882353,23018.115808823528,23,null,18,"LH",5,"18LH 5",772.05882352941171,1158.0882352941176,582.12932525951555,{"$f":"MIN(I16,360/'Roof Bay Analysis'!$I$51*K16)","v":772.05882352941171},15,null,{"$f":"IF(Q16=\"NA\",\"NA\",$Q$1*1000+Q16+$Q$2/10000)","v":30020.018738750001},30018.080999999998,20,"18LH 9",810,1215,687,21,20,null,30020.012500000001,30018.0687,20,"18LH 9",810,1215,687,21,20,null,23018.077205882353,23,null,18,"LH",5,"18LH 5",772.05882352941171,1158.0882352941176,582.12932525951555,{"$f":"MIN(AP16,360/'Roof Bay Analysis'!$I$51*AR16)","v":772.05882352941171},15,null,"16K 6",32,112,95.227396664861558,null,0.95455025848796082,null,"16K6",99.761532531251845]
[23018.09132352941,23018.136985294117,23,null,18,"LH",6,"18LH 6",913.23529411764707,1369.8529411764707,674.44939446366777,{"$f":"MIN(I17,360/'Roof Bay Analysis'!$I$51*K17)","v":913.23529411764707},15,null,{"$f":"IF(Q17=\"NA\",\"NA\",$Q$1*1000+Q17+$Q$2/10000)","v":30022.018738750001},30020.092400000001,22,"20LH10",924,1386,877.5,23,22,null,30022.012500000001,30020.087749999999,22,"20LH10",924,1386,877.5,23,22,null,23018.09132352941,23,null,18,"LH",6,"18LH 6",913.23529411764707,1369.8529411764707,674.44939446366777,{"$f":"MIN(AP17,360/'Roof Bay Analysis'!$I$51*AR17)","v":913.23529411764707},15,null,"16K 7",32,124,105.430332021811,null,0.96642563924894642,null,"16K7",109.09306183530657]
[23018.094852941176,23018.142279411764,23,null,18,"LH",7,"18LH 7",948.52941176470586,1422.7941176470588,709.06942041522495,{"$f":"MIN(I18,360/'Roof Bay Analysis'!$I$51*K18)","v":948.52941176470586},17,null,30024.018738750001,30020.092400000001,24,"20LH10",924,1386,877.5,23,24,null,30024.012500000001,30020.087749999999,24,"20LH10",924,1386,877.5,23,24,null,23018.094852941176,23,null,18,"LH",7,"18LH 7",948.52941176470586,1422.7941176470588,709.06942041522495,{"$f":"MIN(AP18,360/'Roof Bay Analysis'!$I$51*AR18)","v":948.52941176470586},17,null,"16K 9",32,147,124.98595812263079,null,0.97652891819342591,null,"16K9",127.99002240901811]
[23018.098823529413,23018.148235294117,23,null,18,"LH",8,"18LH 8",988.23529411764707,1482.3529411764707,739.84277681660899,{"$f":"MIN(I19,360/'Roof Bay Analysis'!$I$51*K19)","v":988.23529411764707},19,null,30026.018738750001,30024.105168539325,26,"24LH11",1051.685393258427,1577.5280898876404,1051.685393258427,25,26,null,30026.012500000001,30024.105168539325,26,"24LH11",1051.685393258427,1577.5280898876404,1051.685393258427,25,26,null,23018.098823529413,23,null,18,"LH",8,"18LH 8",988.23529411764707,1482.3529411764707,739.84277681660899,{"$f":"MIN(AP19,360/'Roof Bay Analysis'!$I$51*AR19)","v":988.23529411764707},19,null,"18K 3",36,70,85.036830930430483,null,0.95215153045115231,null,"18K3",89.310186678099427]
[23018.105882352942,23018.158823529411,23,null,18,"LH",9,"18LH 9",1058.8235294117646,1588.2352941176468,789.84948096885807,{"$f":"MIN(I20,360/'Roof Bay Analysis'!$I$51*K20)","v":1058.8235294117646},21,null,30028.018738750001,30024.105168539325,28,"24LH11",1051.685393258427,1577.5280898876404,1051.685393258427,25,28,null,30028.012500000001,30024.105168539325,28,"24LH11",1051.685393258427,1577.5280898876404,1051.685393258427,25,28,null,23018.105882352942,23,null,18,"LH",9,"18LH 9",1058.8235294117646,1588.2352941176468,789.84948096885807,{"$f":"MIN(AP20,360/'Roof Bay Analysis'!$I$51*AR20)","v":1058.8235294117646},21,null,"18K 4",36,82,99.614573375647126,null,0.95723628657335325,null,"18K4",104.06476934993796]
[23020.049852941178,23020.074779411763,23,null,20,"LH",2,"20LH 2",498.52941176470586,747.79411764705878,392.36029411764707,{"$f":"MIN(I21,360/'Roof Bay Analysis'!$I$51*K21)","v":498.52941176470586},10,null,30030.018738750001,30024.105168539325,30,"24LH11",1051.685393258427,1577.5280898876404,1051.685393258427,25,30,null,30030.012500000001,30024.105168539325,30,"24LH11",1051.685393258427,1577.5280898876404,1051.685393258427,25,30,null,23020.049852941178,23,null,20,"LH",2,"20LH 2",498.52941176470586,747.79411764705878,392.36029411764707,{"$f":"MIN(AP21,360/'Roof Bay Analysis'!$I$51*AR21)","v":498.52941176470586},10,null,"18K 5",36,92,111.76269207999434,null,0.96518634028301564,null,"18K5",115.79390156643001]
[23020.052941176469,23020.079411764706,23,null,20,"LH",3,"20LH 3",529.41176470588232,794.11764705882342,432.10921280276818,{"$f":"MIN(I22,360/'Roof Bay Analysis'!$I$51*K22)","v":529.41176470588232},11,null,"NA","NA","NA","NA","NA","NA","NA","NA",32,null,"NA","NA","NA","NA","NA","NA","NA","NA",32,null,23020.052941176469,23,null,20,"LH",3,"20LH 3",529.41176470588232,794.11764705882342,432.10921280276818,{"$f":"MIN(AP22,360/'Roof Bay Analysis'!$I$51*AR22)","v":529.41176470588232},11,null,"18K 6",36,101,122.69599891390683,null,0.96035338953237515,null,"18K6",127.76130146596472]
[23020.064852941177,23020.097279411766,23,null,20,"LH",4,"20LH 4",648.52941176470586,972.79411764705878,548.7915224913495,{"$f":"MIN(I23,360/'Roof Bay Analysis'!$I$51*K23)","v":648.52941176470586},12,null,"NA","NA","NA","NA","NA","NA","NA","NA",36,null,"NA","NA","NA","NA","NA","NA","NA","NA",36,null,23020.064852941177,23,null,20,"LH",4,"20LH 4",648.52941176470586,972.79411764705878,548.7915224913495,{"$f":"MIN(AP23,360/'Roof Bay Analysis'!$I$51*AR23)","v":648.52941176470586},12,null,"18K 7",36,111,134.84411761825402,null,0.96375206726843232,null,"18K7",139.91577522675871]
[23020.069705882353,23020.104558823528,23,null,20,"LH",5,"20LH 5",697.05882352941171,1045.5882352941176,588.54044117647061,{"$f":"MIN(I24,360/'Roof Bay Analysis'!$I$51*K24)","v":697.05882352941171},14,null,"NA","NA","NA","NA","NA","NA","NA","NA",40,null,"NA","NA","NA","NA","NA","NA","NA","NA",40,null,23020.069705882353,23,null,20,"LH",5,"20LH 5",697.05882352941171,1045.5882352941176,588.54044117647061,{"$f":"MIN(AP24,360/'Roof Bay Analysis'!$I$51*AR24)","v":697.05882352941171},14,null,"18K 9",36,132,160.35516689738321,null,0.97522962192096696,null,"18K9",164.42811343396465]
[23020.093088235295,23020.139632352941,23,null,20,"LH",6,"20LH 6",930.88235294117646,1396.3235294117646,777.02724913494808,{"$f":"MIN(I25,360/'Roof Bay Analysis'!$I$51*K25)","v":930.88235294117646},15,null,"NA","NA","NA","NA","NA","NA","NA","NA",44,null,"NA","NA","NA","NA","NA","NA","NA","NA",44,null,23020.093088235295,23,null,20,"LH",6,"20LH 6",930.88235294117646,1396.3235294117646,777.02724913494808,{"$f":"MIN(AP25,360/'Roof Bay Analysis'!$I$51*AR25)","v":930.88235294117646},15,null,"18K10",36,154,187.08102804694701,null,0.97880726233461934,null,"18K10",191.13163055280916]
[23020.099264705881,23020.148897058825,23,null,20,"LH",7,"20LH 7",992.64705882352939,1488.9705882352941,829.59839965397919,{"$f":"MIN(I26,360/'Roof Bay Analysis'!$I$51*K26)","v":992.64705882352939},17,null,"NA","NA","NA","NA","NA","NA","NA","NA",48,null,"NA","NA","NA","NA","NA","NA","NA","NA",48,null,23020.099264705881,23,null,20,"LH",7,"20LH 7",992.64705882352939,1488.9705882352941,829.59839965397919,{"$f":"MIN(AP26,360/'Roof Bay Analysis'!$I$51*AR26)","v":992.64705882352939},17,null,"20K 3",40,64,106.94642567874054,null,0.96179460606658418,null,"20K3",111.19466152561968]
[23020.102352941176,23020.153529411764,23,null,20,"LH",8,"20LH 8",1023.5294117647059,1535.2941176470588,857.80730968858131,{"$f":"MIN(I27,360/'Roof Bay Analysis'!$I$51*K27)","v":1023.5294117647059},19,null,"NA","NA","NA","NA","NA","NA","NA","NA",52,null,"NA","NA","NA","NA","NA","NA","NA","NA",52,null,23020.102352941176,23,null,20,"LH",8,"20LH 8",1023.5294117647059,1535.2941176470588,857.80730968858131,{"$f":"MIN(AP27,360/'Roof Bay Analysis'!$I$51*AR27)","v":1023.5294117647059},19,null,"20K 4",40,75,125.32784259227408,null,0.96712095083980842,null,"20K4",129.58859228873544]
[23020.112058823528,23020.168088235296,23,null,20,"LH",9,"20LH 9",1120.5882352941176,1680.8823529411764,934.74070069204151,{"$f":"MIN(I28,360/'Roof Bay Analysis'!$I$51*K28)","v":1120.5882352941176},21,null,"NA","NA","NA","NA","NA","NA","NA","NA",56,null,"NA","NA","NA","NA","NA","NA","NA","NA",56,null,23020.112058823528,23,null,20,"LH",9,"20LH 9",1120.5882352941176,1680.8823529411764,934.74070069204151,{"$f":"MIN(AP28,360/'Roof Bay Analysis'!$I$51*AR28)","v":1120.5882352941176},21,null,"20K 5",40,84,140.36718370334697,null,0.9727703009704719,null,"20K5",144.29632932184651]
[23020.120882352941,23020.18132352941,23,null,20,"LH",10,"20LH10",1208.8235294117646,1813.2352941176468,1007.8274221453287,{"$f":"MIN(I29,360/'Roof Bay Analysis'!$I$51*K29)","v":1208.8235294117646},23,null,"NA","NA","NA","NA","NA","NA","NA","NA",60,null,"NA","NA","NA","NA","NA","NA","NA","NA",60,null,23020.120882352941,23,null,20,"LH",10,"20LH10",1208.8235294117646,1813.2352941176468,1007.8274221453287,{"$f":"MIN(AP29,360/'Roof Bay Analysis'!$I$51*AR29)","v":1208.8235294117646},23,null,"20K 6",40,91,152.06444901195923,null,0.95499027108565393,null,"20K6",159.23141168662275]
[24018.050704225352,24018.076056338028,24,null,18,"LH",2,"18LH 2",507.04225352112678,760.56338028169012,368.13667923031147,{"$f":"MIN(I30,360/'Roof Bay Analysis'!$I$51*K30)","v":507.04225352112678},10,null,"NA","NA","NA","NA","NA","NA","NA","NA",64,null,"NA","NA","NA","NA","NA","NA","NA","NA",64,null,24018.050704225352,24,null,18,"LH",2,"18LH 2",507.04225352112678,760.56338028169012,368.13667923031147,{"$f":"MIN(AP30,360/'Roof Bay Analysis'!$I$51*AR30)","v":507.04225352112678},10,null,"20K 7",40,101,168.77482802426246,null,0.96670791818224078,null,"20K7",174.58719934933393]
[24018.056197183098,24018.084295774646,24,null,18,"LH",3,"18LH 3",561.97183098591552,842.95774647887333,409.30212259472324,{"$f":"MIN(I31,360/'Roof Bay Analysis'!$I$51*K31)","v":561.97183098591552},11,null,"NA","NA","NA","NA","NA","NA","NA","NA",68,null,"NA","NA","NA","NA","NA","NA","NA","NA",68,null,24018.056197183098,24,null,18,"LH",3,"18LH 3",561.97183098591552,842.95774647887333,409.30212259472324,{"$f":"MIN(AP31,360/'Roof Bay Analysis'!$I$51*AR31)","v":561.97183098591552},11,null,"20K 9",40,119,198.85351024640821,null,0.9678793229169359,null,"20K9",205.45279306837094]
[24018.065492957747,24018.098239436618,24,null,18,"LH",4,"18LH 4",654.92957746478874,982.3943661971831,473.99067645308469,{"$f":"MIN(I32,360/'Roof Bay Analysis'!$I$51*K32)","v":654.92957746478874},12,null,"NA","NA","NA","NA","NA","NA","NA","NA",72,null,"NA","NA","NA","NA","NA","NA","NA","NA",72,null,24018.065492957747,24,null,18,"LH",4,"18LH 4",654.92957746478874,982.3943661971831,473.99067645308469,{"$f":"MIN(AP32,360/'Roof Bay Analysis'!$I$51*AR32)","v":654.92957746478874},12,null,"20K10",40,140,233.94530617224495,null,0.97935356128800299,null,"20K10",238.87727110990468]
[24018.073943661973,24018.110915492958,24,null,18,"LH",5,"18LH 5",739.43661971830988,1109.1549295774648,533.97460821265622,{"$f":"MIN(I33,360/'Roof Bay Analysis'!$I$51*K33)","v":739.43661971830988},15,null,"NA","NA","NA","NA","NA","NA","NA","NA",80,null,"NA","NA","NA","NA","NA","NA","NA","NA",80,null,24018.073943661973,24,null,18,"LH",5,"18LH 5",739.43661971830988,1109.1549295774648,533.97460821265622,{"$f":"MIN(AP33,360/'Roof Bay Analysis'!$I$51*AR33)","v":739.43661971830988},15,null,"22K 4",44,68,151.58568387568263,null,0.95991774739023794,null,"22K4",157.91528418742539]
[24018.087464788732,24018.131197183098,24,null,18,"LH",6,"18LH 6",874.64788732394368,1311.9718309859154,618.65780599087486,{"$f":"MIN(I34,360/'Roof Bay Analysis'!$I$51*K34)","v":874.64788732394368},15,null,"NA","NA","NA","NA","NA","NA","NA","NA",88,null,"NA","NA","NA","NA","NA","NA","NA","NA",88,null,24018.087464788732,24,null,18,"LH",6,"18LH 6",874.64788732394368,1311.9718309859154,618.65780599087486,{"$f":"MIN(AP34,360/'Roof Bay Analysis'!$I$51*AR34)","v":874.64788732394368},15,null,"22K 5",44,76,169.41929374341001,null,0.9629381191646651,null,"22K5",175.93995955875005]
[24018.090845070423,24018.136267605634,24,null,18,"LH",7,"18LH 7",908.45070422535207,1362.676056338028,650.41400515770681,{"$f":"MIN(I35,360/'Roof Bay Analysis'!$I$51*K35)","v":908.45070422535207},17,null,"NA","NA","NA","NA","NA","NA","NA","NA",96,null,"NA","NA","NA","NA","NA","NA","NA","NA",96,null,24018.090845070423,24,null,18,"LH",7,"18LH 7",908.45070422535207,1362.676056338028,650.41400515770681,{"$f":"MIN(AP35,360/'Roof Bay Analysis'!$I$51*AR35)","v":908.45070422535207},17,null,"22K 6",44,83,185.02370237767147,null,0.95288626959071332,null,"22K6",194.17186319322602]
[24018.094647887323,24018.141971830984,24,null,18,"LH",8,"18LH 8",946.47887323943667,1419.7183098591549,678.6417377504464,{"$f":"MIN(I36,360/'Roof Bay Analysis'!$I$51*K36)","v":946.47887323943667},19,null,"NA","NA","NA","NA","NA","NA","NA","NA",104,null,"NA","NA","NA","NA","NA","NA","NA","NA",104,null,24018.094647887323,24,null,18,"LH",8,"18LH 8",946.47887323943667,1419.7183098591549,678.6417377504464,{"$f":"MIN(AP36,360/'Roof Bay Analysis'!$I$51*AR36)","v":946.47887323943667},19,null,"22K 7",44,92,205.08651347886476,null,0.96236253081498435,null,"22K7",213.10733420303222]
[24018.101408450704,24018.152112676056,24,null,18,"LH",9,"18LH 9",1014.0845070422536,1521.1267605633802,724.51180321364814,{"$f":"MIN(I37,360/'Roof Bay Analysis'!$I$51*K37)","v":1014.0845070422536},21,null,"NA","NA","NA","NA","NA","NA","NA","NA",112,null,"NA","NA","NA","NA","NA","NA","NA","NA",112,null,24018.101408450704,24,null,18,"LH",9,"18LH 9",1014.0845070422536,1521.1267605633802,724.51180321364814,{"$f":"MIN(AP37,360/'Roof Bay Analysis'!$I$51*AR37)","v":1014.0845070422536},21,null,"22K 9",44,109,242.98293444778542,null,0.96781249047667817,null,"22K9",251.0640613122369]
[24020.047746478875,24020.07161971831,24,null,20,"LH",2,"20LH 2",477.46478873239437,716.19718309859149,359.90359055742908,{"$f":"MIN(I38,360/'Roof Bay Analysis'!$I$51*K38)","v":477.46478873239437},10,null,"NA","NA","NA","NA","NA","NA","NA","NA",120,null,"NA","NA","NA","NA","NA","NA","NA","NA",120,null,24020.047746478875,24,null,20,"LH",2,"20LH 2",477.46478873239437,716.19718309859149,359.90359055742908,{"$f":"MIN(AP38,360/'Roof Bay Analysis'!$I$51*AR38)","v":477.46478873239437},10,null,"22K10",44,128,285.33775788363789,null,0.97729636924795249,null,"22K10",291.9664565040905]
[24020.050704225352,24020.076056338028,24,null,20,"LH",3,"20LH 3",507.04225352112678,760.56338028169012,396.364411823051,{"$f":"MIN(I39,360/'Roof Bay Analysis'!$I$51*K39)","v":507.04225352112678},11,null,null,null,null,null,null,null,null,null,null,null,null,null,null,null,null,null,null,null,null,null,24020.050704225352,24,null,20,"LH",3,"20LH 3",507.04225352112678,760.56338028169012,396.364411823051,{"$f":"MIN(AP39,360/'Roof Bay Analysis'!$I$51*AR39)","v":507.04225352112678},11,null,"22K11",44,146,325.46338008602453,null,0.94764401447958002,null,"22K11",343.44476946309851]
[24020.062112676056,24020.093169014086,24,null,20,"LH",4,"20LH 4",621.12676056338023,931.69014084507035,503.39456457052171,{"$f":"MIN(I40,360/'Roof Bay Analysis'!$I$51*K40)","v":621.12676056338023},12,null,"Use next size up if ID doesn't match.",null,null,null,null,null,null,null,null,null,"Use next size up if ID doesn't match.",null,null,null,null,null,null,null,null,null,24020.062112676056,24,null,20,"LH",4,"20LH 4",621.12676056338023,931.69014084507035,503.39456457052171,{"$f":"MIN(AP40,360/'Roof Bay Analysis'!$I$51*AR40)","v":621.12676056338023},12,null,"24K 4",48,63,182.67356489391585,null,0.96629751977346257,null,"24K4",189.04484504600777]
[24020.066760563379,24020.100140845072,24,null,20,"LH",5,"20LH 5",667.6056338028169,1001.4084507042253,539.85538583614357,{"$f":"MIN(I41,360/'Roof Bay Analysis'!$I$51*K41)","v":667.6056338028169},14,null,null,null,null,null,null,null,null,null,null,null,null,null,null,null,null,null,null,null,null,null,24020.066760563379,24,null,20,"LH",5,"20LH 5",667.6056338028169,1001.4084507042253,539.85538583614357,{"$f":"MIN(AP41,360/'Roof Bay Analysis'!$I$51*AR41)","v":667.6056338028169},14,null,"24K 5",48,70,202.97062765990654,null,0.96320240948660707,null,"24K5",210.72479227714055]
[24020.089154929577,24020.133732394366,24,null,20,"LH",6,"20LH 6",891.54929577464793,1337.323943661972,712.75024796667333,{"$f":"MIN(I42,360/'Roof Bay Analysis'!$I$51*K42)","v":891.54929577464793},15,null,{"$f":"IF(Q42=\"NA\",\"NA\",$Q$1*1000+Q42+$Q$2/10000)","v":"NA"},{"$f":"IF(Q42=\"NA\",\"NA\",IF($P11=$O11,$P11,IF($O$1=\"ASD\",INDEX($A$4:$A$2225,MATCH($O42,$A$4:$A$2225,1)+1),INDEX($B$4:$B$2225,MATCH($O42,$B$4:$B$2225,1)+1))))","v":"NA"},{"$f":"IF(W42<$T$2,\"NA\",IF(W42>$T$3,\"NA\",W42))","v":"NA"},{"$f":"IF(Q42=\"NA\",\"NA\",IF($P11=$O11,$R11,INDEX($H$4:$H$2225,MATCH($O42,IF($O$1=\"ASD\",$A$4:$A$2225,$B$4:$B$2225),1)+1)))","v":"NA"},{"$f":"IF(Q42=\"NA\",\"NA\",IF($P11=$O11,$S11,INDEX($I$4:$I$2225,MATCH($O42,IF($O$1=\"ASD\",$A$4:$A$2225,$B$4:$B$2225),1)+1)))","v":"NA"},{"$f":"IF(Q42=\"NA\",\"NA\",IF($P11=$O11,$T11,INDEX($J$4:$J$2225,MATCH($O42,IF($O$1=\"ASD\",$A$4:$A$2225,$B$4:$B$2225),1)+1)))","v":"NA"},{"$f":"IF(Q42=\"NA\",\"NA\",IF($P11=$O11,$U11,INDEX($L$4:$L$2225,MATCH($O42,IF($O$1=\"ASD\",$A$4:$A$2225,$B$4:$B$2225),1)+1)))","v":"NA"},{"$f":"IF(Q42=\"NA\",\"NA\",IF($P11=$O11,$V11,INDEX($M$4:$M$2225,MATCH($O42,IF($O$1=\"ASD\",$A$4:$A$2225,$B$4:$B$2225),1)+1)))","v":"NA"},10,null,{"$f":"IF(AA42=\"NA\",\"NA\",$Q$1*1000+AA42+$Q$3/10000)","v":"NA"},{"$f":"IF(AA42=\"NA\",\"NA\",IF($Z11=$Y11,$Z11,INDEX($AI$4:$AI$2225,MATCH($Y42,$AI$4:$AI$2225,1)+1)))","v":"NA"},{"$f":"IF(AG42<$T$2,\"NA\",IF(AG42>$T$3,\"NA\",AG42))","v":"NA"},{"$f":"IF(AA42=\"NA\",\"NA\",IF($Z11=$Y11,$AB11,INDEX($AO$4:$AO$2225,MATCH($Y42,$AI$4:$AI$2225,1)+1)))","v":"NA"},{"$f":"IF(AA42=\"NA\",\"NA\",IF($Z11=$Y11,$AC11,INDEX($AP$4:$AP$2225,MATCH($Y42,$AI$4:$AI$2225,1)+1)))","v":"NA"},{"$f":"IF(AA42=\"NA\",\"NA\",IF($Z11=$Y11,$AD11,INDEX($AQ$4:$AQ$2225,MATCH($Y42,$AI$4:$AI$2225,1)+1)))","v":"NA"},{"$f":"IF(AA42=\"NA\",\"NA\",IF($Z11=$Y11,$AE11,INDEX($AS$4:$AS$2225,MATCH($Y42,$AI$4:$AI$2225,1)+1)))","v":"NA"},{"$f":"IF(AA42=\"NA\",\"NA\",IF($Z11=$Y11,$AF11,INDEX($AT$4:$AT$2225,MATCH($Y42,$AI$4:$AI$2225,1)+1)))","v":"NA"},10,null,24020.089154929577,24,null,20,"LH",6,"20LH 6",891.54929577464793,1337.323943661972,712.75024796667333,{"$f":"MIN(AP42,360/'Roof Bay Analysis'!$I$51*AR42)","v":891.54929577464793},15,null,"24K 6",48,77,223.26769042589714,null,0.95994987020680067,null,"24K6",232.58265598577444]
[24020.095070422536,24020.142605633802,24,null,20,"LH",7,"20LH 7",950.70422535211264,1426.056338028169,760.97262447926994,{"$f":"MIN(I43,360/'Roof Bay Analysis'!$I$51*K43)","v":950.70422535211264},17,null,{"$f":"IF(Q43=\"NA\",\"NA\",$Q$1*1000+Q43+$Q$2/10000)","v":"NA"},"NA","NA","NA","NA","NA","NA","NA",12,null,{"$f":"IF(AA43=\"NA\",\"NA\",$Q$1*1000+AA43+$Q$3/10000)","v":"NA"},"NA","NA","NA","NA","NA","NA","NA",12,null,24020.095070422536,24,null,20,"LH",7,"20LH 7",950.70422535211264,1426.056338028169,760.97262447926994,{"$f":"MIN(AP43,360/'Roof Bay Analysis'!$I$51*AR43)","v":950.70422535211264},17,null,"24K 7",48,85,246.46433358702936,null,0.96472529764494042,null,"24K7",255.4761797878536]
[24020.098028169014,24020.14704225352,24,null,20,"LH",8,"20LH 8",980.28169014084506,1470.4225352112676,786.84804602261454,{"$f":"MIN(I44,360/'Roof Bay Analysis'!$I$51*K44)","v":980.28169014084506},19,null,"NA","NA","NA","NA","NA","NA","NA","NA",14,null,"NA","NA","NA","NA","NA","NA","NA","NA",14,null,24020.098028169014,24,null,20,"LH",8,"20LH 8",980.28169014084506,1470.4225352112676,786.84804602261454,{"$f":"MIN(AP44,360/'Roof Bay Analysis'!$I$51*AR44)","v":980.28169014084506},19,null,"24K 8",48,93,269.66097674816154,null,1.0080246762487939,null,"24K8",267.51426140842375]
[24020.107323943663,24020.160985915492,24,null,20,"LH",9,"20LH 9",1073.2394366197184,1609.8591549295775,857.41737750446339,{"$f":"MIN(I45,360/'Roof Bay Analysis'!$I$51*K45)","v":1073.2394366197184},21,null,30016.018738750001,30018.036700000001,16,"18LH 2",367,550.5,318,10,16,null,30016.012500000001,30018.031800000001,16,"18LH 2",367,550.5,318,10,16,null,24020.107323943663,24,null,20,"LH",9,"20LH 9",1073.2394366197184,1609.8591549295775,857.41737750446339,{"$f":"MIN(AP45,360/'Roof Bay Analysis'!$I$51*AR45)","v":1073.2394366197184},21,null,"24K 9",48,101,292.8576199092937,null,0.97210301817287681,null,"24K9",301.26191816556269]
[24020.115774647886,24020.173661971832,24,null,20,"LH",10,"20LH10",1157.7464788732395,1736.6197183098593,924.45824241221976,{"$f":"MIN(I46,360/'Roof Bay Analysis'!$I$51*K46)","v":1157.7464788732395},23,null,30018.018738750001,30018.036700000001,18,"18LH 2",367,550.5,318,10,18,null,30018.012500000001,30018.031800000001,18,"18LH 2",367,550.5,318,10,18,null,24020.115774647886,24,null,20,"LH",10,"20LH10",1157.7464788732395,1736.6197183098593,924.45824241221976,{"$f":"MIN(AP46,360/'Roof Bay Analysis'!$I$51*AR46)","v":1157.7464788732395},23,null,"24K10",48,118,342.15048662669955,null,0.97645913455017008,null,"24K10",350.39918673536664]
[25018.048648648648,25018.072972972972,25,null,18,"LH",2,"18LH 2",486.48648648648651,729.7297297297298,338.89280496712928,{"$f":"MIN(I47,360/'Roof Bay Analysis'!$I$51*K47)","v":486.48648648648651},10,null,30020.018738750001,30020.038799999998,20,"20LH 2",388,582,375,10,20,null,30020.012500000001,30020.037499999999,20,"20LH 2",388,582,375,10,20,null,25018.048648648648,25,null,18,"LH",2,"18LH 2",486.48648648648651,729.7297297297298,338.89280496712928,{"$f":"MIN(AP47,360/'Roof Bay Analysis'!$I$51*AR47)","v":486.48648648648651},10,null,"24K12",48,153,443.63580045665282,null,0.93867680917702634,null,"24K12",472.61826021418938]
[25018.053918918918,25018.08087837838,25,null,18,"LH",3,"18LH 3",539.18918918918916,808.78378378378375,376.78816654492329,{"$f":"MIN(I48,360/'Roof Bay Analysis'!$I$51*K48)","v":539.18918918918916},11,null,30022.018738750001,30024.038764044944,22,"24LH 3",387.64044943820227,581.4606741573034,387.64044943820227,11,22,null,30022.012500000001,30024.038764044944,22,"24LH 3",387.64044943820227,581.4606741573034,387.64044943820227,11,22,null,25018.053918918918,25,null,18,"LH",3,"18LH 3",539.18918918918916,808.78378378378375,376.78816654492329,{"$f":"MIN(AP48,360/'Roof Bay Analysis'!$I$51*AR48)","v":539.18918918918916},11,null,"26K 5",52,65,240.00950442671285,null,0.96524715747787393,null,"26K5",248.650827477018]
[25018.062837837839,25018.094256756758,25,null,18,"LH",4,"18LH 4",628.37837837837833,942.56756756756749,436.3380204528853,{"$f":"MIN(I49,360/'Roof Bay Analysis'!$I$51*K49)","v":628.37837837837833},12,null,30024.018738750001,30024.038764044944,24,"24LH 3",387.64044943820227,581.4606741573034,387.64044943820227,11,24,null,30024.012500000001,30024.038764044944,24,"24LH 3",387.64044943820227,581.4606741573034,387.64044943820227,11,24,null,25018.062837837839,25,null,18,"LH",4,"18LH 4",628.37837837837833,942.56756756756749,436.3380204528853,{"$f":"MIN(AP49,360/'Roof Bay Analysis'!$I$51*AR49)","v":628.37837837837833},12,null,"26K 6",52,71,262.16422791225557,null,0.95518694050995812,null,"26K6",274.46379006426798]
[25018.070945945947,25018.10641891892,25,null,18,"LH",5,"18LH 5",709.45945945945948,1064.1891891891892,491.55697589481372,{"$f":"MIN(I50,360/'Roof Bay Analysis'!$I$51*K50)","v":709.45945945945948},15,null,30026.018738750001,31018.034500000002,26,"18LH 2",345,517.5,289.5,10,26,null,30026.012500000001,31018.02895,26,"18LH 2",345,517.5,289.5,10,26,null,25018.070945945947,25,null,18,"LH",5,"18LH 5",709.45945945945948,1064.1891891891892,491.55697589481372,{"$f":"MIN(AP50,360/'Roof Bay Analysis'!$I$51*AR50)","v":709.45945945945948},15,null,"26K 7",52,79,291.70385922631249,null,0.96688735733628717,null,"26K7",301.69373610379802]
[25018.083918918917,25018.125878378378,25,null,18,"LH",6,"18LH 6",839.18918918918916,1258.7837837837837,569.51314828341856,{"$f":"MIN(I51,360/'Roof Bay Analysis'!$I$51*K51)","v":839.18918918918916},15,null,30028.018738750001,31018.034500000002,28,"18LH 2",345,517.5,289.5,10,28,null,30028.012500000001,31018.02895,28,"18LH 2",345,517.5,289.5,10,28,null,25018.083918918917,25,null,18,"LH",6,"18LH 6",839.18918918918916,1258.7837837837837,569.51314828341856,{"$f":"MIN(AP51,360/'Roof Bay Analysis'!$I$51*AR51)","v":839.18918918918916},15,null,"26K 8",52,86,317.55103662611236,null,1.0051507356422154,null,"26K8",315.92379666639874]
[25018.087162162163,25018.130743243244,25,null,18,"LH",7,"18LH 7",871.62162162162167,1307.4324324324325,598.74671292914536,{"$f":"MIN(I52,360/'Roof Bay Analysis'!$I$51*K52)","v":871.62162162162167},17,null,30030.018738750001,31018.034500000002,30,"18LH 2",345,517.5,289.5,10,30,null,30030.012500000001,31018.02895,30,"18LH 2",345,517.5,289.5,10,30,null,25018.087162162163,25,null,18,"LH",7,"18LH 7",871.62162162162167,1307.4324324324325,598.74671292914536,{"$f":"MIN(AP52,360/'Roof Bay Analysis'!$I$51*AR52)","v":871.62162162162167},17,null,"26K 9",52,93,343.3982140259123,null,0.96447611633062935,null,"26K9",356.04636362834816]
[25018.090810810812,25018.136216216215,25,null,18,"LH",8,"18LH 8",908.10810810810813,1362.1621621621621,624.73210372534697,{"$f":"MIN(I53,360/'Roof Bay Analysis'!$I$51*K53)","v":908.10810810810813},19,null,"NA","NA","NA","NA","NA","NA","NA","NA",32,null,"NA","NA","NA","NA","NA","NA","NA","NA",32,null,25018.090810810812,25,null,18,"LH",8,"18LH 8",908.10810810810813,1362.1621621621621,624.73210372534697,{"$f":"MIN(AP53,360/'Roof Bay Analysis'!$I$51*AR53)","v":908.10810810810813},19,null,"26K10",52,110,406.16993056828329,null,0.98067115999440035,null,"26K10",414.17546180373301]
[25018.097297297296,25018.145945945947,25,null,18,"LH",9,"18LH 9",972.97297297297303,1459.4594594594596,666.95836376917453,{"$f":"MIN(I54,360/'Roof Bay Analysis'!$I$51*K54)","v":972.97297297297303},21,null,"NA","NA","NA","NA","NA","NA","NA","NA",36,null,"NA","NA","NA","NA","NA","NA","NA","NA",36,null,25018.097297297296,25,null,18,"LH",9,"18LH 9",972.97297297297303,1459.4594594594596,666.95836376917453,{"$f":"MIN(AP54,360/'Roof Bay Analysis'!$I$51*AR54)","v":972.97297297297303},21,null,"26K12",52,142,524.32845582451114,null,0.93825716990663299,null,"26K12",558.83234644152799]
[25020.045810810811,25020.068716216218,25,null,20,"LH",2,"20LH 2",458.10810810810813,687.16216216216219,331.31373265157049,{"$f":"MIN(I55,360/'Roof Bay Analysis'!$I$51*K55)","v":458.10810810810813},10,null,"NA","NA","NA","NA","NA","NA","NA","NA",40,null,"NA","NA","NA","NA","NA","NA","NA","NA",40,null,25020.045810810811,25,null,20,"LH",2,"20LH 2",458.10810810810813,687.16216216216219,331.31373265157049,{"$f":"MIN(AP55,360/'Roof Bay Analysis'!$I$51*AR55)","v":458.10810810810813},10,null,"28K 6",56,66,304.79462104163963,null,0.95303337266614763,null,"28K6",319.81526542870677]
[25020.048648648648,25020.072972972972,25,null,20,"LH",3,"20LH 3",486.48648648648651,729.7297297297298,364.87819576333089,{"$f":"MIN(I56,360/'Roof Bay Analysis'!$I$51*K56)","v":486.48648648648651},11,null,"NA","NA","NA","NA","NA","NA","NA","NA",44,null,"NA","NA","NA","NA","NA","NA","NA","NA",44,null,25020.048648648648,25,null,20,"LH",3,"20LH 3",486.48648648648651,729.7297297297298,364.87819576333089,{"$f":"MIN(AP56,360/'Roof Bay Analysis'!$I$51*AR56)","v":486.48648648648651},11,null,"28K 7",56,73,337.12132327332858,null,0.9583844674027403,null,"28K7",351.7600031508656]
[25020.059594594593,25020.089391891892,25,null,20,"LH",4,"20LH 4",595.94594594594594,893.91891891891896,463.40613586559533,{"$f":"MIN(I57,360/'Roof Bay Analysis'!$I$51*K57)","v":595.94594594594594},12,null,"NA","NA","NA","NA","NA","NA","NA","NA",48,null,"NA","NA","NA","NA","NA","NA","NA","NA",48,null,25020.059594594593,25,null,20,"LH",4,"20LH 4",595.94594594594594,893.91891891891896,463.40613586559533,{"$f":"MIN(AP57,360/'Roof Bay Analysis'!$I$51*AR57)","v":595.94594594594594},12,null,"28K 8",56,80,369.44802550501765,null,1.0029387693673888,null,"28K8",368.36548430374251]
[25020.064054054055,25020.096081081079,25,null,20,"LH",5,"20LH 5",640.54054054054052,960.81081081081084,496.97059897735573,{"$f":"MIN(I58,360/'Roof Bay Analysis'!$I$51*K58)","v":640.54054054054052},14,null,"NA","NA","NA","NA","NA","NA","NA","NA",52,null,"NA","NA","NA","NA","NA","NA","NA","NA",52,null,25020.064054054055,25,null,20,"LH",5,"20LH 5",640.54054054054052,960.81081081081084,496.97059897735573,{"$f":"MIN(AP58,360/'Roof Bay Analysis'!$I$51*AR58)","v":640.54054054054052},14,null,"28K 9",56,87,401.77472773670667,null,0.96715912708663332,null,"28K9",415.41739770059337]
[25020.085540540542,25020.128310810811,25,null,20,"LH",6,"20LH 6",855.40540540540542,1283.1081081081081,656.1311176040906,{"$f":"MIN(I59,360/'Roof Bay Analysis'!$I$51*K59)","v":855.40540540540542},15,null,"NA","NA","NA","NA","NA","NA","NA","NA",56,null,"NA","NA","NA","NA","NA","NA","NA","NA",56,null,25020.085540540542,25,null,20,"LH",6,"20LH 6",855.40540540540542,1283.1081081081081,656.1311176040906,{"$f":"MIN(AP59,360/'Roof Bay Analysis'!$I$51*AR59)","v":855.40540540540542},15,null,"28K10",56,102,471.04623251889751,null,0.9746551442692073,null,"28K10",483.29528170918974]
[25020.091216216217,25020.136824324323,25,null,20,"LH",7,"20LH 7",912.16216216216219,1368.2432432432433,700.52282688093499,{"$f":"MIN(I60,360/'Roof Bay Analysis'!$I$51*K60)","v":912.16216216216219},17,null,"NA","NA","NA","NA","NA","NA","NA","NA",60,null,"NA","NA","NA","NA","NA","NA","NA","NA",60,null,25020.091216216217,25,null,20,"LH",7,"20LH 7",912.16216216216219,1368.2432432432433,700.52282688093499,{"$f":"MIN(AP60,360/'Roof Bay Analysis'!$I$51*AR60)","v":912.16216216216219},17,null,"28K12",56,132,609.58924208327926,null,0.93454534753423946,null,"28K12",652.28428314544192]
[25020.094054054054,25020.141081081081,25,null,20,"LH",8,"20LH 8",940.54054054054052,1410.8108108108108,724.34276844411977,{"$f":"MIN(I61,360/'Roof Bay Analysis'!$I$51*K61)","v":940.54054054054052},19,null,"NA","NA","NA","NA","NA","NA","NA","NA",64,null,"NA","NA","NA","NA","NA","NA","NA","NA",64,null,25020.094054054054,25,null,20,"LH",8,"20LH 8",940.54054054054052,1410.8108108108108,724.34276844411977,{"$f":"MIN(AP61,360/'Roof Bay Analysis'!$I$51*AR61)","v":940.54054054054052},19,null,"30K 7",60,69,392.38907143977417,null,0.96724986722411299,null,"30K7",405.67498092905618]
[25020.102972972974,25020.15445945946,25,null,20,"LH",9,"20LH 9",1029.7297297297298,1544.5945945945946,789.30624543462386,{"$f":"MIN(I62,360/'Roof Bay Analysis'!$I$51*K62)","v":1029.7297297297298},21,null,"NA","NA","NA","NA","NA","NA","NA","NA",68,null,"NA","NA","NA","NA","NA","NA","NA","NA",68,null,25020.102972972974,25,null,20,"LH",9,"20LH 9",1029.7297297297298,1544.5945945945946,789.30624543462386,{"$f":"MIN(AP62,360/'Roof Bay Analysis'!$I$51*AR62)","v":1029.7297297297298},21,null,"30K 8",60,75,426.50986026062407,null,1.0039321593942394,null,"30K8",424.83932432045509]
[25020.111081081082,25020.166621621622,25,null,20,"LH",10,"20LH10",1110.8108108108108,1666.2162162162163,851.02154857560265,{"$f":"MIN(I63,360/'Roof Bay Analysis'!$I$51*K63)","v":1110.8108108108108},23,null,"NA","NA","NA","NA","NA","NA","NA","NA",72,null,"NA","NA","NA","NA","NA","NA","NA","NA",72,null,25020.111081081082,25,null,20,"LH",10,"20LH10",1110.8108108108108,1666.2162162162163,851.02154857560265,{"$f":"MIN(AP63,360/'Roof Bay Analysis'!$I$51*AR63)","v":1110.8108108108108},23,null,"30K 9",60,81,460.63064908147402,null,0.96089831446395391,null,"30K9",479.37502038229832]
[26018.0468,26018.070199999998,26,null,18,"LH",2,"18LH 2",468,702,313,{"$f":"MIN(I64,360/'Roof Bay Analysis'!$I$51*K64)","v":468},10,null,"NA","NA","NA","NA","NA","NA","NA","NA",80,null,"NA","NA","NA","NA","NA","NA","NA","NA",80,null,26018.0468,26,null,18,"LH",2,"18LH 2",468,702,313,{"$f":"MIN(AP64,360/'Roof Bay Analysis'!$I$51*AR64)","v":468},10,null,"30K10",60,96,545.9326211335989,null,0.97879723533938778,null,"30K10",557.75864645173669]
[26018.052100000001,26018.078150000001,26,null,18,"LH",3,"18LH 3",521,781.5,348,{"$f":"MIN(I65,360/'Roof Bay Analysis'!$I$51*K65)","v":521},11,null,"NA","NA","NA","NA","NA","NA","NA","NA",88,null,"NA","NA","NA","NA","NA","NA","NA","NA",88,null,26018.052100000001,26,null,18,"LH",3,"18LH 3",521,781.5,348,{"$f":"MIN(AP65,360/'Roof Bay Analysis'!$I$51*AR65)","v":521},11,null,"30K11",60,109,619.86099691210711,null,0.94412706824797155,null,"30K11",656.54403708855727]
[26018.060399999998,26018.0906,26,null,18,"LH",4,"18LH 4",604,906,403,{"$f":"MIN(I66,360/'Roof Bay Analysis'!$I$51*K66)","v":604},12,null,"NA","NA","NA","NA","NA","NA","NA","NA",96,null,"NA","NA","NA","NA","NA","NA","NA","NA",96,null,26018.060399999998,26,null,18,"LH",4,"18LH 4",604,906,403,{"$f":"MIN(AP66,360/'Roof Bay Analysis'!$I$51*AR66)","v":604},12,null,"30K12",60,124,705.16296896423182,null,0.93650365497844579,null,"30K12",752.97407032593117]
[26018.0684,26018.102599999998,26,null,18,"LH",5,"18LH 5",684,1026,454,{"$f":"MIN(I67,360/'Roof Bay Analysis'!$I$51*K67)","v":681},15,null,"NA","NA","NA","NA","NA","NA","NA","NA",104,null,"NA","NA","NA","NA","NA","NA","NA","NA",104,null,26018.0681,26,null,18,"LH",5,"18LH 5",684,1026,454,{"$f":"MIN(AP67,360/'Roof Bay Analysis'!$I$51*AR67)","v":681},15,null,"18LH 2",36,124,150.6366719339054,null,1.0283871014424093,null,"18LH02",146.478569910711]
[{"$f":"C68*1000+E68+I68/10000","v":26018.080900000001},{"$f":"C68*1000+E68+J68/10000","v":26018.121350000001},26,null,18,"LH",6,"18LH 6",809,{"$f":"1.5*I68","v":1213.5},526,{"$f":"MIN(I68,360/'Roof Bay Analysis'!$I$51*K68)","v":789},15,null,"NA","NA","NA","NA","NA","NA","NA","NA",112,null,"NA","NA","NA","NA","NA","NA","NA","NA",112,null,{"$f":"AJ68*1000+AL68+AS68/10000","v":26018.0789},26,null,18,"LH",6,"18LH 6",809,{"$f":"1.5*AP68","v":1213.5},526,{"$f":"MIN(AP68,360/'Roof Bay Analysis'!$I$51*AR68)","v":789},15,null,"18LH 3",36,136,{"$f":"26.767*AX68*(AW68-0.33)^3*10^-6","v":165.21441437912208},null,{"$f":"AY68/BD68","v":1.0047820347064507},null,"18LH03",164.42811343396465]
[26018.083999999999,26018.126,26,null,{"$f":"VALUE(LEFT(H69,2))","v":18},{"$f":"MID(H69,3,LEN(H69)-4)","v":"LH"},{"$f":"VALUE(RIGHT(H69,2))","v":7},"18LH 7",840,1260,553,{"$f":"MIN(I69,360/'Roof Bay Analysis'!$I$51*K69)","v":829.5},17,null,"NA","NA","NA","NA","NA","NA","NA","NA",120,null,"NA","NA","NA","NA","NA","NA","NA","NA",120,null,26018.08295,26,null,{"$f":"VALUE(LEFT(AO69,2))","v":18},{"$f":"MID(AO69,3,LEN(AO69)-4)","v":"LH"},{"$f":"VALUE(RIGHT(AO69,2))","v":7},"18LH 7",840,1260,553,{"$f":"MIN(AP69,360/'Roof Bay Analysis'!$I$51*AR69)","v":829.5},17,null,"18LH 4",36,153,185.86621617651232,null,0.97245137102075829,null,"18LH04",191.13163055280916]
[26018.087599999999,26018.131399999998,26,null,18,"LH",8,"18LH 8",876,1314,577,{"$f":"MIN(I70,360/'Roof Bay Analysis'!$I$51*K70)","v":865.5},19,null,null,null,null,null,null,null,null,null,null,null,null,null,null,null,null,null,null,null,null,null,26018.08655,26,null,18,"LH",8,"18LH 8",876,1314,577,{"$f":"MIN(AP70,360/'Roof Bay Analysis'!$I$51*AR70)","v":865.5},19,null,"18LH 5",36,179,217.45132480781507,null,0.96773733511285254,null,"18LH05",224.70077046521826]
[26018.0936,26018.1404,26,null,18,"LH",9,"18LH 9",936,1404,616,{"$f":"MIN(I71,360/'Roof Bay Analysis'!$I$51*K71)","v":924},21,null,"Return \"X\" if depths don't match.",null,null,null,null,null,null,null,null,null,"Return \"X\" if depths don't match.",null,null,null,null,null,null,null,null,null,26018.092400000001,26,null,18,"LH",9,"18LH 9",936,1404,616,{"$f":"MIN(AP71,360/'Roof Bay Analysis'!$I$51*AR71)","v":924},21,null,"18LH 6",36,195,236.8883147347706,null,0.92030092369965266,null,"18LH06",257.40310439162499]
[26020.0442,26020.066299999999,26,null,20,"LH",2,"20LH 2",442,663,306,{"$f":"MIN(I72,360/'Roof Bay Analysis'!$I$51*K72)","v":442},10,null,null,null,null,null,null,null,null,null,null,null,null,null,null,null,null,null,null,null,null,null,26020.0442,26,null,20,"LH",2,"20LH 2",442,663,306,{"$f":"MIN(AP72,360/'Roof Bay Analysis'!$I$51*AR72)","v":442},10,null,"18LH 7",36,222,269.68823523650804,null,0.984545897676943,null,"18LH07",273.92144528035021]
[26020.046900000001,26020.070350000002,26,null,20,"LH",3,"20LH 3",469,703.5,337,{"$f":"MIN(I73,360/'Roof Bay Analysis'!$I$51*K73)","v":469},11,null,{"$f":"IF(Q73=\"NA\",\"NA\",$Q$1*1000+Q73+$Q$2/10000)","v":"NA"},{"$f":"IF($Q73=\"NA\",\"NA\",IF($P11=$O11,$P11,IF(ROUNDDOWN($O42,0)=ROUNDDOWN($P42,0),P42,\"X\")))","v":"NA"},{"$f":"IF(W73<$T$2,\"NA\",IF(W73>$T$3,\"NA\",W73))","v":"NA"},{"$f":"IF($Q73=\"NA\",\"NA\",IF($P11=$O11,$R11,IF(ROUNDDOWN($O42,0)=ROUNDDOWN($P42,0),R42,\"X\")))","v":"NA"},{"$f":"IF($Q73=\"NA\",\"NA\",IF($P11=$O11,$S11,IF(ROUNDDOWN($O42,0)=ROUNDDOWN($P42,0),S42,\"X\")))","v":"NA"},{"$f":"IF($Q73=\"NA\",\"NA\",IF($P11=$O11,$T11,IF(ROUNDDOWN($O42,0)=ROUNDDOWN($P42,0),T42,\"X\")))","v":"NA"},{"$f":"IF($Q73=\"NA\",\"NA\",IF($P11=$O11,$U11,IF(ROUNDDOWN($O42,0)=ROUNDDOWN($P42,0),U42,\"X\")))","v":"NA"},{"$f":"IF($Q73=\"NA\",\"NA\",IF($P11=$O11,$V11,IF(ROUNDDOWN($O42,0)=ROUNDDOWN($P42,0),V42,\"X\")))","v":"NA"},10,null,{"$f":"IF(AA73=\"NA\",\"NA\",$Q$1*1000+AA73+$Q$3/10000)","v":"NA"},{"$f":"IF($AA73=\"NA\",\"NA\",IF($Z11=$Y11,$Z11,IF(ROUNDDOWN($Y42,0)=ROUNDDOWN($Z42,0),Z42,\"X\")))","v":"NA"},{"$f":"IF(AG73<$T$2,\"NA\",IF(AG73>$T$3,\"NA\",AG73))","v":"NA"},{"$f":"IF($AA73=\"NA\",\"NA\",IF($Z11=$Y11,$AB11,IF(ROUNDDOWN($Y42,0)=ROUNDDOWN($Z42,0),AB42,\"X\")))","v":"NA"},{"$f":"IF($AA73=\"NA\",\"NA\",IF($Z11=$Y11,$AC11,IF(ROUNDDOWN($Y42,0)=ROUNDDOWN($Z42,0),AC42,\"X\")))","v":"NA"},{"$f":"IF($AA73=\"NA\",\"NA\",IF($Z11=$Y11,$AD11,IF(ROUNDDOWN($Y42,0)=ROUNDDOWN($Z42,0),AD42,\"X\")))","v":"NA"},{"$f":"IF($AA73=\"NA\",\"NA\",IF($Z11=$Y11,$AE11,IF(ROUNDDOWN($Y42,0)=ROUNDDOWN($Z42,0),AE42,\"X\")))","v":"NA"},{"$f":"IF($AA73=\"NA\",\"NA\",IF($Z11=$Y11,$AF11,IF(ROUNDDOWN($Y42,0)=ROUNDDOWN($Z42,0),AF42,\"X\")))","v":"NA"},10,null,26020.046900000001,26,null,20,"LH",3,"20LH 3",469,703.5,337,{"$f":"MIN(AP73,360/'Roof Bay Analysis'!$I$51*AR73)","v":469},11,null,"18LH 8",36,246,298.84372012694138,null,0.94578624833460578,null,"18LH08",315.97384784687068]
[26020.057400000002,26020.0861,26,null,20,"LH",4,"20LH 4",574,861,428,{"$f":"MIN(I74,360/'Roof Bay Analysis'!$I$51*K74)","v":574},12,null,{"$f":"IF(Q74=\"NA\",\"NA\",$Q$1*1000+Q74+$Q$2/10000)","v":"NA"},{"$f":"IF($Q74=\"NA\",\"NA\",IF($P12=$O12,$P12,IF(ROUNDDOWN($O43,0)=ROUNDDOWN($P43,0),P43,\"X\")))","v":"NA"},"NA",{"$f":"IF($Q74=\"NA\",\"NA\",IF($P12=$O12,$R12,IF(ROUNDDOWN($O43,0)=ROUNDDOWN($P43,0),R43,\"X\")))","v":"NA"},{"$f":"IF($Q74=\"NA\",\"NA\",IF($P12=$O12,$S12,IF(ROUNDDOWN($O43,0)=ROUNDDOWN($P43,0),S43,\"X\")))","v":"NA"},{"$f":"IF($Q74=\"NA\",\"NA\",IF($P12=$O12,$T12,IF(ROUNDDOWN($O43,0)=ROUNDDOWN($P43,0),T43,\"X\")))","v":"NA"},{"$f":"IF($Q74=\"NA\",\"NA\",IF($P12=$O12,$U12,IF(ROUNDDOWN($O43,0)=ROUNDDOWN($P43,0),U43,\"X\")))","v":"NA"},{"$f":"IF($Q74=\"NA\",\"NA\",IF($P12=$O12,$V12,IF(ROUNDDOWN($O43,0)=ROUNDDOWN($P43,0),V43,\"X\")))","v":"NA"},12,null,{"$f":"IF(AA74=\"NA\",\"NA\",$Q$1*1000+AA74+$Q$3/10000)","v":"NA"},{"$f":"IF($AA74=\"NA\",\"NA\",IF($Z12=$Y12,$Z12,IF(ROUNDDOWN($Y43,0)=ROUNDDOWN($Z43,0),Z43,\"X\")))","v":"NA"},"NA",{"$f":"IF($AA74=\"NA\",\"NA\",IF($Z12=$Y12,$AB12,IF(ROUNDDOWN($Y43,0)=ROUNDDOWN($Z43,0),AB43,\"X\")))","v":"NA"},{"$f":"IF($AA74=\"NA\",\"NA\",IF($Z12=$Y12,$AC12,IF(ROUNDDOWN($Y43,0)=ROUNDDOWN($Z43,0),AC43,\"X\")))","v":"NA"},{"$f":"IF($AA74=\"NA\",\"NA\",IF($Z12=$Y12,$AD12,IF(ROUNDDOWN($Y43,0)=ROUNDDOWN($Z43,0),AD43,\"X\")))","v":"NA"},{"$f":"IF($AA74=\"NA\",\"NA\",IF($Z12=$Y12,$AE12,IF(ROUNDDOWN($Y43,0)=ROUNDDOWN($Z43,0),AE43,\"X\")))","v":"NA"},{"$f":"IF($AA74=\"NA\",\"NA\",IF($Z12=$Y12,$AF12,IF(ROUNDDOWN($Y43,0)=ROUNDDOWN($Z43,0),AF43,\"X\")))","v":"NA"},12,null,26020.057400000002,26,null,20,"LH",4,"20LH 4",574,861,428,{"$f":"MIN(AP74,360/'Roof Bay Analysis'!$I$51*AR74)","v":574},12,null,"18LH 9",36,266,323.1399575356358,null,0.90914488575328511,null,"18LH09",355.43284970238108]
[26020.061600000001,26020.092400000001,26,null,20,"LH",5,"20LH 5",616,924,459,{"$f":"MIN(I75,360/'Roof Bay Analysis'!$I$51*K75)","v":616},14,null,"NA","NA","NA","NA","NA","NA","NA","NA",14,null,"NA","NA","NA","NA","NA","NA","NA","NA",14,null,26020.061600000001,26,null,20,"LH",5,"20LH 5",616,924,459,{"$f":"MIN(AP75,360/'Roof Bay Analysis'!$I$51*AR75)","v":616},14,null,"20LH 2",40,108,180.47209333287466,null,0.98731039014803823,null,"20LH02",182.79164803057984]
[26020.082200000001,26020.123299999999,26,null,20,"LH",6,"20LH 6",822,1233,606,{"$f":"MIN(I76,360/'Roof Bay Analysis'!$I$51*K76)","v":822},15,null,30016.018738750001,"X",16,"X","X","X","X","X",16,null,30016.012500000001,"X",16,"X","X","X","X","X",16,null,26020.082200000001,26,null,20,"LH",6,"20LH 6",822,1233,606,{"$f":"MIN(AP76,360/'Roof Bay Analysis'!$I$51*AR76)","v":822},15,null,"20LH 3",40,123,205.53766185132949,null,1.0004130816704464,null,"20LH03",205.45279306837094]
[26020.087800000001,26020.131700000002,26,null,20,"LH",7,"20LH 7",878,1317,647,{"$f":"MIN(I77,360/'Roof Bay Analysis'!$I$51*K77)","v":878},17,null,30018.018738750001,30018.036700000001,18,"18LH 2",367,550.5,318,10,18,null,30018.012500000001,30018.031800000001,18,"18LH 2",367,550.5,318,10,18,null,26020.087800000001,26,null,20,"LH",7,"20LH 7",878,1317,647,{"$f":"MIN(AP77,360/'Roof Bay Analysis'!$I$51*AR77)","v":878},17,null,"20LH 4",40,139,232.27426827101462,null,0.9723581787073744,null,"20LH04",238.87727110990468]
[26020.090800000002,26020.136200000001,26,null,20,"LH",8,"20LH 8",908,1362,669,{"$f":"MIN(I78,360/'Roof Bay Analysis'!$I$51*K78)","v":908},19,null,30020.018738750001,30020.038799999998,20,"20LH 2",388,582,375,10,20,null,30020.012500000001,30020.037499999999,20,"20LH 2",388,582,375,10,20,null,26020.090800000002,26,null,20,"LH",8,"20LH 8",908,1362,669,{"$f":"MIN(AP78,360/'Roof Bay Analysis'!$I$51*AR78)","v":908},19,null,"20LH 5",40,161,269.03710209808168,null,0.95769222207917293,null,"20LH05",280.92230039625429]
[26020.098999999998,26020.148499999999,26,null,20,"LH",9,"20LH 9",990,1485,729,{"$f":"MIN(I79,360/'Roof Bay Analysis'!$I$51*K79)","v":990},21,null,30022.018738750001,"X",22,"X","X","X","X","X",22,null,30022.012500000001,"X",22,"X","X","X","X","X",22,null,26020.098999999998,26,null,20,"LH",9,"20LH 9",990,1485,729,{"$f":"MIN(AP79,360/'Roof Bay Analysis'!$I$51*AR79)","v":990},21,null,"20LH 6",40,178,297.44474641899717,null,0.92401796751399268,null,"20LH06",321.90363918923782]
[26020.106800000001,26020.160199999998,26,null,20,"LH",10,"20LH10",1068,1602,786,{"$f":"MIN(I80,360/'Roof Bay Analysis'!$I$51*K80)","v":1068},23,null,30024.018738750001,30024.038764044944,24,"24LH 3",387.64044943820227,581.4606741573034,387.64044943820227,11,24,null,30024.012500000001,30024.038764044944,24,"24LH 3",387.64044943820227,581.4606741573034,387.64044943820227,11,24,null,26020.106800000001,26,null,20,"LH",10,"20LH10",1068,1602,786,{"$f":"MIN(AP80,360/'Roof Bay Analysis'!$I$51*AR80)","v":1068},23,null,"20LH 7",40,202,337.54965604852492,null,0.98424638154485089,null,"20LH07",342.95239726328953]
[27018.0442,27018.066299999999,27,null,18,"LH",2,"18LH 2",442,663,284,{"$f":"MIN(I81,360/'Roof Bay Analysis'!$I$51*K81)","v":426},10,null,30026.018738750001,"X",26,"X","X","X","X","X",26,null,30026.012500000001,"X",26,"X","X","X","X","X",26,null,27018.042600000001,27,null,18,"LH",2,"18LH 2",442,663,284,{"$f":"MIN(AP81,360/'Roof Bay Analysis'!$I$51*AR81)","v":426},10,null,"20LH 8",40,225,375.98352777682226,null,0.98824398115743084,null,"20LH08",380.45617777147555]
[27018.049299999999,27018.073950000002,27,null,18,"LH",3,"18LH 3",493,739.5,317,{"$f":"MIN(I82,360/'Roof Bay Analysis'!$I$51*K82)","v":475.5},11,null,30028.018738750001,"X",28,"X","X","X","X","X",28,null,30028.012500000001,"X",28,"X","X","X","X","X",28,null,27018.047549999999,27,null,18,"LH",3,"18LH 3",493,739.5,317,{"$f":"MIN(AP82,360/'Roof Bay Analysis'!$I$51*AR82)","v":475.5},11,null,"20LH 9",40,244,407.73324790019836,null,0.91386203467274874,null,"20LH09",446.16499255952397]
[27018.057100000002,27018.085650000001,27,null,18,"LH",4,"18LH 4",571,856.5,367,{"$f":"MIN(I83,360/'Roof Bay Analysis'!$I$51*K83)","v":550.5},12,null,30030.018738750001,"X",30,"X","X","X","X","X",30,null,30030.012500000001,"X",30,"X","X","X","X","X",30,null,27018.055049999999,27,null,18,"LH",4,"18LH 4",571,856.5,367,{"$f":"MIN(AP83,360/'Roof Bay Analysis'!$I$51*AR83)","v":550.5},12,null,"20LH10",40,274,457.86438493710796,null,0.98442427102573815,null,"20LH10",465.10879344739044]
[27018.0648,27018.0972,27,null,18,"LH",5,"18LH 5",648,972,414,{"$f":"MIN(I84,360/'Roof Bay Analysis'!$I$51*K84)","v":621},15,null,"NA","NA","NA","NA","NA","NA","NA","NA",32,null,"NA","NA","NA","NA","NA","NA","NA","NA",32,null,27018.062099999999,27,null,18,"LH",5,"18LH 5",648,972,414,{"$f":"MIN(AP84,360/'Roof Bay Analysis'!$I$51*AR84)","v":621},15,null,"24LH 3",48,96,278.35971793358607,null,1.0001341624620117,null,"24LH03",278.32237751818525]
[27018.0749,27018.112349999999,27,null,18,"LH",6,"18LH 6",749,1123.5,469,{"$f":"MIN(I85,360/'Roof Bay Analysis'!$I$51*K85)","v":703.5},15,null,"NA","NA","NA","NA","NA","NA","NA","NA",36,null,"NA","NA","NA","NA","NA","NA","NA","NA",36,null,27018.070350000002,27,null,18,"LH",6,"18LH 6",749,1123.5,469,{"$f":"MIN(AP85,360/'Roof Bay Analysis'!$I$51*AR85)","v":703.5},15,null,"24LH 4",48,107,310.25510228014281,null,0.99687127206361992,null,"24LH04",311.22885268614948]
[27018.080900000001,27018.121350000001,27,null,18,"LH",7,"18LH 7",809,1213.5,513,{"$f":"MIN(I86,360/'Roof Bay Analysis'!$I$51*K86)","v":769.5},17,null,"NA","NA","NA","NA","NA","NA","NA","NA",40,null,"NA","NA","NA","NA","NA","NA","NA","NA",40,null,27018.076949999999,27,null,18,"LH",7,"18LH 7",809,1213.5,513,{"$f":"MIN(AP86,360/'Roof Bay Analysis'!$I$51*AR86)","v":769.5},17,null,"24LH 5",48,124,359.54796899754865,null,0.95059179529178495,null,"24LH05",378.23592711231544]
[27018.084299999999,27018.12645,27,null,18,"LH",8,"18LH 8",843,1264.5,534,{"$f":"MIN(I87,360/'Roof Bay Analysis'!$I$51*K87)","v":801},19,null,"NA",{"$f":"IF($Q87=\"NA\",\"NA\",IF($P25=$O25,$P25,IF(ROUNDDOWN($O56,0)=ROUNDDOWN($P56,0),P56,\"X\")))","v":"NA"},"NA",{"$f":"IF($Q87=\"NA\",\"NA\",IF($P25=$O25,$R25,IF(ROUNDDOWN($O56,0)=ROUNDDOWN($P56,0),R56,\"X\")))","v":"NA"},{"$f":"IF($Q87=\"NA\",\"NA\",IF($P25=$O25,$S25,IF(ROUNDDOWN($O56,0)=ROUNDDOWN($P56,0),S56,\"X\")))","v":"NA"},{"$f":"IF($Q87=\"NA\",\"NA\",IF($P25=$O25,$T25,IF(ROUNDDOWN($O56,0)=ROUNDDOWN($P56,0),T56,\"X\")))","v":"NA"},{"$f":"IF($Q87=\"NA\",\"NA\",IF($P25=$O25,$U25,IF(ROUNDDOWN($O56,0)=ROUNDDOWN($P56,0),U56,\"X\")))","v":"NA"},{"$f":"IF($Q87=\"NA\",\"NA\",IF($P25=$O25,$V25,IF(ROUNDDOWN($O56,0)=ROUNDDOWN($P56,0),V56,\"X\")))","v":"NA"},44,null,"NA",{"$f":"IF($AA87=\"NA\",\"NA\",IF($Z25=$Y25,$Z25,IF(ROUNDDOWN($Y56,0)=ROUNDDOWN($Z56,0),Z56,\"X\")))","v":"NA"},"NA",{"$f":"IF($AA87=\"NA\",\"NA\",IF($Z25=$Y25,$AB25,IF(ROUNDDOWN($Y56,0)=ROUNDDOWN($Z56,0),AB56,\"X\")))","v":"NA"},{"$f":"IF($AA87=\"NA\",\"NA\",IF($Z25=$Y25,$AC25,IF(ROUNDDOWN($Y56,0)=ROUNDDOWN($Z56,0),AC56,\"X\")))","v":"NA"},{"$f":"IF($AA87=\"NA\",\"NA\",IF($Z25=$Y25,$AD25,IF(ROUNDDOWN($Y56,0)=ROUNDDOWN($Z56,0),AD56,\"X\")))","v":"NA"},{"$f":"IF($AA87=\"NA\",\"NA\",IF($Z25=$Y25,$AE25,IF(ROUNDDOWN($Y56,0)=ROUNDDOWN($Z56,0),AE56,\"X\")))","v":"NA"},{"$f":"IF($AA87=\"NA\",\"NA\",IF($Z25=$Y25,$AF25,IF(ROUNDDOWN($Y56,0)=ROUNDDOWN($Z56,0),AF56,\"X\")))","v":"NA"},44,null,27018.080099999999,27,null,18,"LH",8,"18LH 8",843,1264.5,534,{"$f":"MIN(AP87,360/'Roof Bay Analysis'!$I$51*AR87)","v":801},19,null,"24LH 6",48,152,440.73622006151123,null,0.93254166663338556,null,"24LH06",472.61826021418938]
[27018.090100000001,27018.135149999998,27,null,18,"LH",9,"18LH 9",901,1351.5,571,{"$f":"MIN(I88,360/'Roof Bay Analysis'!$I$51*K88)","v":856.5},21,null,"NA","NA","NA","NA","NA","NA","NA","NA",48,null,"NA","NA","NA","NA","NA","NA","NA","NA",48,null,27018.085650000001,27,null,18,"LH",9,"18LH 9",901,1351.5,571,{"$f":"MIN(AP88,360/'Roof Bay Analysis'!$I$51*AR88)","v":856.5},21,null,"24LH 7",48,171,495.82824756920019,null,0.98299043824195087,null,"24LH07",504.40800671059856]
[27020.043699999998,27020.065549999999,27,null,20,"LH",2,"20LH 2",437,655.5,303,{"$f":"MIN(I89,360/'Roof Bay Analysis'!$I$51*K89)","v":437},10,null,"NA","NA","NA","NA","NA","NA","NA","NA",52,null,"NA","NA","NA","NA","NA","NA","NA","NA",52,null,27020.043699999998,27,null,20,"LH",2,"20LH 2",437,655.5,303,{"$f":"MIN(AP89,360/'Roof Bay Analysis'!$I$51*AR89)","v":437},10,null,"24LH 8",48,184,533.52279270603992,null,0.98711451373822079,null,"24LH08",540.48723352833633]
[27020.046300000002,27020.069449999999,27,null,20,"LH",3,"20LH 3",463,694.5,333,{"$f":"MIN(I90,360/'Roof Bay Analysis'!$I$51*K90)","v":463},11,null,"NA","NA","NA","NA","NA","NA","NA","NA",56,null,"NA","NA","NA","NA","NA","NA","NA","NA",56,null,27020.046300000002,27,null,20,"LH",3,"20LH 3",463,694.5,333,{"$f":"MIN(AP90,360/'Roof Bay Analysis'!$I$51*AR90)","v":463},11,null,"24LH 9",48,209,606.01230258457804,null,0.91981213099552739,null,"24LH09",658.8435639880953]
[27020.0566,27020.084900000002,27,null,20,"LH",4,"20LH 4",566,849,406,{"$f":"MIN(I91,360/'Roof Bay Analysis'!$I$51*K91)","v":566},12,null,"NA","NA","NA","NA","NA","NA","NA","NA",60,null,"NA","NA","NA","NA","NA","NA","NA","NA",60,null,27020.0566,27,null,20,"LH",4,"20LH 4",566,849,406,{"$f":"MIN(AP91,360/'Roof Bay Analysis'!$I$51*AR91)","v":566},12,null,"24LH10",48,234,678.50181246311604,null,0.93746275612253382,null,"24LH10",723.76401945767589]
[27020.0609,27020.091349999999,27,null,20,"LH",5,"20LH 5",609,913.5,437,{"$f":"MIN(I92,360/'Roof Bay Analysis'!$I$51*K92)","v":609},14,null,"NA","NA","NA","NA","NA","NA","NA","NA",64,null,"NA","NA","NA","NA","NA","NA","NA","NA",64,null,27020.0609,27,null,20,"LH",5,"20LH 5",609,913.5,437,{"$f":"MIN(AP92,360/'Roof Bay Analysis'!$I$51*AR92)","v":609},14,null,"24LH11",48,259,750.99132234165415,null,0.9879196371033454,null,"24LH11",760.17450624184085]
[27020.079099999999,27020.11865,27,null,20,"LH",6,"20LH 6",791,1186.5,561,{"$f":"MIN(I93,360/'Roof Bay Analysis'!$I$51*K93)","v":791},15,null,"NA","NA","NA","NA","NA","NA","NA","NA",68,null,"NA","NA","NA","NA","NA","NA","NA","NA",68,null,27020.079099999999,27,null,20,"LH",6,"20LH 6",791,1186.5,561,{"$f":"MIN(AP93,360/'Roof Bay Analysis'!$I$51*AR93)","v":791},15,null,"28LH 5",56,97,447.95573092483386,null,0.95457231933067044,null,"28LH05",469.27374893809264]
[27020.084500000001,27020.126749999999,27,null,20,"LH",7,"20LH 7",845,1267.5,599,{"$f":"MIN(I94,360/'Roof Bay Analysis'!$I$51*K94)","v":845},17,null,"NA","NA","NA","NA","NA","NA","NA","NA",72,null,"NA","NA","NA","NA","NA","NA","NA","NA",72,null,27020.084500000001,27,null,20,"LH",7,"20LH 7",845,1267.5,599,{"$f":"MIN(AP94,360/'Roof Bay Analysis'!$I$51*AR94)","v":845},17,null,"28LH 6",56,126,581.88064017040278,null,0.97912610575296011,null,"28LH06",594.28569696130137]
[27020.087299999999,27020.130949999999,27,null,20,"LH",8,"20LH 8",873,1309.5,619,{"$f":"MIN(I95,360/'Roof Bay Analysis'!$I$51*K95)","v":873},19,null,"NA","NA","NA","NA","NA","NA","NA","NA",80,null,"NA","NA","NA","NA","NA","NA","NA","NA",80,null,27020.087299999999,27,null,20,"LH",8,"20LH 8",873,1309.5,619,{"$f":"MIN(AP95,360/'Roof Bay Analysis'!$I$51*AR95)","v":873},19,null,"28LH 7",56,142,655.77024527140622,null,0.97568953736411157,null,"28LH07",672.10953910914327]
[27020.095300000001,27020.142950000001,27,null,20,"LH",9,"20LH 9",953,1429.5,675,{"$f":"MIN(I96,360/'Roof Bay Analysis'!$I$51*K96)","v":953},21,null,"NA","NA","NA","NA","NA","NA","NA","NA",88,null,"NA","NA","NA","NA","NA","NA","NA","NA",88,null,27020.095300000001,27,null,20,"LH",9,"20LH 9",953,1429.5,675,{"$f":"MIN(AP96,360/'Roof Bay Analysis'!$I$51*AR96)","v":953},21,null,"28LH 8",56,148,683.4788471842827,null,0.98052324145182779,null,"28LH08",697.05522346648161]
[27020.102800000001,27020.154200000001,27,null,20,"LH",10,"20LH10",1028,1542,724,{"$f":"MIN(I97,360/'Roof Bay Analysis'!$I$51*K97)","v":1028},23,null,"NA","NA","NA","NA","NA","NA","NA","NA",96,null,"NA","NA","NA","NA","NA","NA","NA","NA",96,null,27020.102800000001,27,null,20,"LH",10,"20LH10",1028,1542,724,{"$f":"MIN(AP97,360/'Roof Bay Analysis'!$I$51*AR97)","v":1028},23,null,"28LH 9",56,183,845.11235834272782,null,0.92550021184366427,null,"28LH09",913.14118303571433]
[28018.041799999999,28018.062699999999,28,null,18,"LH",2,"18LH 2",418,627,259,{"$f":"MIN(I98,360/'Roof Bay Analysis'!$I$51*K98)","v":388.5},10,null,"NA","NA","NA","NA","NA","NA","NA","NA",104,null,"NA","NA","NA","NA","NA","NA","NA","NA",104,null,28018.038850000001,28,null,18,"LH",2,"18LH 2",418,627,259,{"$f":"MIN(AP98,360/'Roof Bay Analysis'!$I$51*AR98)","v":388.5},10,null,"28LH10",56,204,942.09246503779502,null,0.98667339564552925,null,"28LH10",954.81693252855246]
[28018.046699999999,28018.070049999998,28,null,18,"LH",3,"18LH 3",467,700.5,289,{"$f":"MIN(I99,360/'Roof Bay Analysis'!$I$51*K99)","v":433.5},11,null,"NA","NA","NA","NA","NA","NA","NA","NA",112,null,"NA","NA","NA","NA","NA","NA","NA","NA",112,null,28018.04335,28,null,18,"LH",3,"18LH 3",467,700.5,289,{"$f":"MIN(AP99,360/'Roof Bay Analysis'!$I$51*AR99)","v":433.5},11,null,"28LH11",56,223,1029.8363710952367,null,0.97593166129313669,null,"28LH11",1055.234102898839]
[28018.053500000002,28018.080249999999,28,null,18,"LH",4,"18LH 4",535,802.5,329,{"$f":"MIN(I100,360/'Roof Bay Analysis'!$I$51*K100)","v":493.5},12,null,"NA","NA","NA","NA","NA","NA","NA","NA",120,null,"NA","NA","NA","NA","NA","NA","NA","NA",120,null,28018.049350000001,28,null,18,"LH",4,"18LH 4",535,802.5,329,{"$f":"MIN(AP100,360/'Roof Bay Analysis'!$I$51*AR100)","v":493.5},12,null,"28LH12",56,256,1182.2336816160564,null,0.95771736645621464,null,"28LH12",1234.4285725867187]
[28018.061399999999,28018.092100000002,28,null,18,"LH",5,"18LH 5",614,921,378,{"$f":"MIN(I101,360/'Roof Bay Analysis'!$I$51*K101)","v":567},15,null,null,null,null,null,null,null,null,null,null,null,null,null,null,null,null,null,null,null,null,null,28018.056700000001,28,null,18,"LH",5,"18LH 5",614,921,378,{"$f":"MIN(AP101,360/'Roof Bay Analysis'!$I$51*AR101)","v":567},15,null,"28LH13",56,281,1297.6861895863744,null,0.98090854185603515,null,"28LH13",1322.9431024537166]
[28018.069599999999,28018.1044,28,null,18,"LH",6,"18LH 6",696,1044,419,{"$f":"MIN(I102,360/'Roof Bay Analysis'!$I$51*K102)","v":628.5},15,null,"Return \"NA\" if deflection is inadequate.",null,null,null,null,null,null,null,null,null,"Return \"NA\" if total load (strength) is inadequate.",null,null,null,null,null,null,null,null,null,28018.062849999998,28,null,18,"LH",6,"18LH 6",696,1044,419,{"$f":"MIN(AP102,360/'Roof Bay Analysis'!$I$51*AR102)","v":628.5},15,null,"32LH 6",64,104,718.5178932093678,null,0.95729477956690279,null,"32LH06",750.57120183444238]
[28018.078000000001,28018.116999999998,28,null,18,"LH",7,"18LH 7",780,1170,476,{"$f":"MIN(I103,360/'Roof Bay Analysis'!$I$51*K103)","v":714},17,null,null,null,null,null,null,null,null,null,null,null,null,null,null,null,null,null,null,null,null,null,28018.071400000001,28,null,18,"LH",7,"18LH 7",780,1170,476,{"$f":"MIN(AP103,360/'Roof Bay Analysis'!$I$51*AR103)","v":714},17,null,"32LH 7",64,116,801.42380396429473,null,0.9309120850067174,null,"32LH07",860.90170798299573]
[28018.081200000001,28018.121800000001,28,null,18,"LH",8,"18LH 8",812,1218,496,{"$f":"MIN(I104,360/'Roof Bay Analysis'!$I$51*K104)","v":744},19,null,{"$f":"IF(Q104=\"NA\",\"NA\",$Q$1*1000+Q104+$Q$2/10000)","v":"NA"},{"$f":"IF($Q$3>$U73,\"NA\",P73)","v":"NA"},{"$f":"IF(W104<$T$2,\"NA\",IF(W104>$T$3,\"NA\",W104))","v":"NA"},{"$f":"IF($Q$3>$U73,\"NA\",R73)","v":"NA"},{"$f":"IF($Q$3>$U73,\"NA\",S73)","v":"NA"},"NA","NA",{"$f":"IF($Q$3>$U73,\"NA\",V73)","v":"NA"},10,null,{"$f":"IF(AA104=\"NA\",\"NA\",$Q$1*1000+AA104+$Q$3/10000)","v":"NA"},{"$f":"IF($O$1=\"ASD\",IF($Q$2>$AC73,\"NA\",Z73),IF($Q$2>$AD73,\"NA\",Z73))","v":"NA"},{"$f":"IF(AG104<$T$2,\"NA\",IF(AG104>$T$3,\"NA\",AG104))","v":"NA"},{"$f":"IF($O$1=\"ASD\",IF($Q$2>$AC73,\"NA\",AB73),IF($Q$2>$AD73,\"NA\",AB73))","v":"NA"},{"$f":"IF($O$1=\"ASD\",IF($Q$2>$AC73,\"NA\",AC73),IF($Q$2>$AD73,\"NA\",AC73))","v":"NA"},"NA","NA","NA",10,null,28018.074400000001,28,null,18,"LH",8,"18LH 8",812,1218,496,{"$f":"MIN(AP104,360/'Roof Bay Analysis'!$I$51*AR104)","v":744},19,null,"32LH 8",64,125,863.60323703049016,null,0.97266476902571741,null,"32LH08",887.87346322364465]
[28018.086800000001,28018.1302,28,null,18,"LH",9,"18LH 9",868,1302,527,{"$f":"MIN(I105,360/'Roof Bay Analysis'!$I$51*K105)","v":790.5},21,null,{"$f":"IF(Q105=\"NA\",\"NA\",$Q$1*1000+Q105+$Q$2/10000)","v":"NA"},{"$f":"IF($Q$3>$U74,\"NA\",P74)","v":"NA"},"NA",{"$f":"IF($Q$3>$U74,\"NA\",R74)","v":"NA"},"NA","NA","NA","NA",12,null,{"$f":"IF(AA105=\"NA\",\"NA\",$Q$1*1000+AA105+$Q$3/10000)","v":"NA"},{"$f":"IF($O$1=\"ASD\",IF($Q$2>$AC74,\"NA\",Z74),IF($Q$2>$AD74,\"NA\",Z74))","v":"NA"},"NA",{"$f":"IF($O$1=\"ASD\",IF($Q$2>$AC74,\"NA\",AB74),IF($Q$2>$AD74,\"NA\",AB74))","v":"NA"},"NA","NA","NA","NA",12,null,28018.07905,28,null,18,"LH",9,"18LH 9",868,1302,527,{"$f":"MIN(AP105,360/'Roof Bay Analysis'!$I$51*AR105)","v":790.5},21,null,"32LH 9",64,157,1084.6856657102956,null,0.97521293457070013,null,"32LH09",1112.2552083333335]
[28020.043099999999,28020.06465,28,null,20,"LH",2,"20LH 2",431,646.5,298,{"$f":"MIN(I106,360/'Roof Bay Analysis'!$I$51*K106)","v":431},10,null,"NA","NA","NA","NA","NA","NA","NA","NA",14,null,"NA","NA","NA","NA","NA","NA","NA","NA",14,null,28020.043099999999,28,null,20,"LH",2,"20LH 2",431,646.5,298,{"$f":"MIN(AP106,360/'Roof Bay Analysis'!$I$51*AR106)","v":431},10,null,"32LH10",64,169,1167.5915764652225,null,0.96570364830155486,null,"32LH10",1209.0578497023812]
[28020.0458,28020.0687,28,null,20,"LH",3,"20LH 3",458,687,317,{"$f":"MIN(I107,360/'Roof Bay Analysis'!$I$51*K107)","v":458},11,null,30016.018738750001,"X",16,"X","X","X","X","X",16,null,30016.012500000001,"X",16,"X","X","X","X","X",16,null,28020.0458,28,null,20,"LH",3,"20LH 3",458,687,317,{"$f":"MIN(AP107,360/'Roof Bay Analysis'!$I$51*AR107)","v":458},11,null,"32LH11",64,187,1291.9504425976133,null,0.97026027362693501,null,"32LH11",1331.5503867515533]
[28020.055799999998,28020.083699999999,28,null,20,"LH",4,"20LH 4",558,837,386,{"$f":"MIN(I108,360/'Roof Bay Analysis'!$I$51*K108)","v":558},12,null,30018.018738750001,30018.036700000001,18,"18LH 2",367,550.5,318,10,18,null,30018.012500000001,30018.031800000001,18,"18LH 2",367,550.5,318,10,18,null,28020.055799999998,28,null,20,"LH",4,"20LH 4",558,837,386,{"$f":"MIN(AP108,360/'Roof Bay Analysis'!$I$51*AR108)","v":558},12,null,"32LH12",64,221,1526.8505230699063,null,0.98214340936757272,null,"32LH12",1554.6105675678102]
[28020.0602,28020.0903,28,null,20,"LH",5,"20LH 5",602,903,416,{"$f":"MIN(I109,360/'Roof Bay Analysis'!$I$51*K109)","v":602},14,null,30020.018738750001,30020.038799999998,20,"20LH 2",388,582,375,10,20,null,30020.012500000001,30020.037499999999,20,"20LH 2",388,582,375,10,20,null,28020.0602,28,null,20,"LH",5,"20LH 5",602,903,416,{"$f":"MIN(AP109,360/'Roof Bay Analysis'!$I$51*AR109)","v":602},14,null,"32LH13",64,249,1720.2976481647365,null,0.97960536224568917,null,"32LH13",1756.1129353365857]
[28020.076300000001,28020.114450000001,28,null,20,"LH",6,"20LH 6",763,1144.5,521,{"$f":"MIN(I110,360/'Roof Bay Analysis'!$I$51*K110)","v":763},15,null,30022.018738750001,"X",22,"X","X","X","X","X",22,null,30022.012500000001,"X",22,"X","X","X","X","X",22,null,28020.076300000001,28,null,20,"LH",6,"20LH 6",763,1144.5,521,{"$f":"MIN(AP110,360/'Roof Bay Analysis'!$I$51*AR110)","v":763},15,null,"32LH14",64,264,1823.9300366083953,null,0.96203272601634982,null,"32LH14",1895.9126724940513]
[28020.081399999999,28020.122100000001,28,null,20,"LH",7,"20LH 7",814,1221,556,{"$f":"MIN(I111,360/'Roof Bay Analysis'!$I$51*K111)","v":814},17,null,30024.018738750001,30024.038764044944,24,"24LH 3",387.64044943820227,581.4606741573034,387.64044943820227,11,24,null,30024.012500000001,30024.038764044944,24,"24LH 3",387.64044943820227,581.4606741573034,387.64044943820227,11,24,null,28020.081399999999,28,null,20,"LH",7,"20LH 7",814,1221,556,{"$f":"MIN(AP111,360/'Roof Bay Analysis'!$I$51*AR111)","v":814},17,null,"32LH15",64,292,2017.3771617032251,null,0.97417615566843163,null,"32LH15",2070.854588222805]
[28020.084200000001,28020.1263,28,null,20,"LH",8,"20LH 8",842,1263,575,{"$f":"MIN(I112,360/'Roof Bay Analysis'!$I$51*K112)","v":842},19,null,30026.018738750001,"X",26,"X","X","X","X","X",26,null,30026.012500000001,"X",26,"X","X","X","X","X",26,null,28020.084200000001,28,null,20,"LH",8,"20LH 8",842,1263,575,{"$f":"MIN(AP112,360/'Roof Bay Analysis'!$I$51*AR112)","v":842},19,null,"36LH 7",72,95,936.1286083863364,null,0.97765106341174912,null,"36LH07",957.52834873363702]
[28020.091799999998,28020.137699999999,28,null,20,"LH",9,"20LH 9",918,1377,626,{"$f":"MIN(I113,360/'Roof Bay Analysis'!$I$51*K113)","v":918},21,null,30028.018738750001,"X",28,"X","X","X","X","X",28,null,30028.012500000001,{"$f":"IF($O$1=\"ASD\",IF($Q$2>$AC82,\"NA\",Z82),IF($Q$2>$AD82,\"NA\",Z82))","v":"X"},28,"X","X","X","X","X",28,null,28020.091799999998,28,null,20,"LH",9,"20LH 9",918,1377,626,{"$f":"MIN(AP113,360/'Roof Bay Analysis'!$I$51*AR113)","v":918},21,null,"36LH 8",72,104,1024.8144765492527,null,0.93294671468278112,null,"36LH08",1098.4705347268502]
[28020.099099999999,28020.148649999999,28,null,20,"LH",10,"20LH10",991,1486.5,673,{"$f":"MIN(I114,360/'Roof Bay Analysis'!$I$51*K114)","v":991},23,null,30030.018738750001,"X",30,"X","X","X","X","X",30,null,30030.012500000001,"X",30,"X","X","X","X","X",30,null,28020.099099999999,28,null,20,"LH",10,"20LH10",991,1486.5,673,{"$f":"MIN(AP114,360/'Roof Bay Analysis'!$I$51*AR114)","v":991},23,null,"36LH 9",72,133,1310.5800517408711,null,0.9993729877151003,null,"36LH09",1311.4023171041413]
[29018.039100000002,29018.058649999999,29,null,18,"LH",2,"18LH 2",391,586.5,234,{"$f":"MIN(I115,360/'Roof Bay Analysis'!$I$51*K115)","v":351},10,null,"NA","NA","NA","NA","NA","NA","NA","NA",32,null,"NA","NA","NA","NA","NA","NA","NA","NA",32,null,29018.035100000001,29,null,18,"LH",2,"18LH 2",391,586.5,234,{"$f":"MIN(AP115,360/'Roof Bay Analysis'!$I$51*AR115)","v":351},10,null,"36LH10",72,146,1438.6818613095279,null,0.93022620474360274,null,"36LH10",1546.593563988095]
[29018.043799999999,29018.065699999999,29,null,18,"LH",3,"18LH 3",438,657,262,{"$f":"MIN(I116,360/'Roof Bay Analysis'!$I$51*K116)","v":393},11,null,"NA","NA","NA","NA","NA","NA","NA","NA",36,null,"NA","NA","NA","NA","NA","NA","NA","NA",36,null,29018.0393,29,null,18,"LH",3,"18LH 3",438,657,262,{"$f":"MIN(AP116,360/'Roof Bay Analysis'!$I$51*AR116)","v":393},11,null,"36LH11",72,159,1566.7836708781842,null,0.96713883170216708,null,"36LH11",1620.0194010622452]
[29018.05,29018.075000000001,29,null,18,"LH",4,"18LH 4",500,750,296,{"$f":"MIN(I117,360/'Roof Bay Analysis'!$I$51*K117)","v":444},12,null,"NA","NA","NA","NA","NA","NA","NA","NA",40,null,"NA","NA","NA","NA","NA","NA","NA","NA",40,null,29018.044399999999,29,null,18,"LH",4,"18LH 4",500,750,296,{"$f":"MIN(AP117,360/'Roof Bay Analysis'!$I$51*AR117)","v":444},12,null,"36LH12",72,187,1842.6952607183678,null,0.97220721895944751,null,"36LH12",1895.3729459966394]
[29018.058099999998,29018.087149999999,29,null,18,"LH",5,"18LH 5",581,871.5,345,{"$f":"MIN(I118,360/'Roof Bay Analysis'!$I$51*K118)","v":517.5},15,null,"NA","NA","NA","NA","NA","NA","NA","NA",44,null,"NA","NA","NA","NA","NA","NA","NA","NA",44,null,29018.051749999999,29,null,18,"LH",5,"18LH 5",581,871.5,345,{"$f":"MIN(AP118,360/'Roof Bay Analysis'!$I$51*AR118)","v":517.5},15,null,"36LH13",72,222,2187.5847480185967,null,0.97189400635175993,null,"36LH13",2250.8470406461574]
[29018.0648,29018.0972,29,null,18,"LH",6,"18LH 6",648,972,377,{"$f":"MIN(I119,360/'Roof Bay Analysis'!$I$51*K119)","v":565.5},15,null,"NA","NA","NA","NA","NA","NA","NA","NA",48,null,"NA","NA","NA","NA","NA","NA","NA","NA",48,null,29018.056550000001,29,null,18,"LH",6,"18LH 6",648,972,377,{"$f":"MIN(AP119,360/'Roof Bay Analysis'!$I$51*AR119)","v":565.5},15,null,"36LH14",72,237,2335.3945282901236,null,1.0011532484544319,null,"36LH14",2332.7043406146631]
[29018.0726,29018.108899999999,29,null,18,"LH",7,"18LH 7",726,1089,428,{"$f":"MIN(I120,360/'Roof Bay Analysis'!$I$51*K120)","v":642},17,null,"NA","NA","NA",{"$f":"IF($Q$3>$U89,\"NA\",R89)","v":"NA"},"NA","NA","NA",{"$f":"IF($Q$3>$U89,\"NA\",V89)","v":"NA"},52,null,"NA",{"$f":"IF($O$1=\"ASD\",IF($Q$2>$AC89,\"NA\",Z89),IF($Q$2>$AD89,\"NA\",Z89))","v":"NA"},"NA",{"$f":"IF($O$1=\"ASD\",IF($Q$2>$AC89,\"NA\",AB89),IF($Q$2>$AD89,\"NA\",AB89))","v":"NA"},"NA","NA","NA","NA",52,null,29018.064200000001,29,null,18,"LH",7,"18LH 7",726,1089,428,{"$f":"MIN(AP120,360/'Roof Bay Analysis'!$I$51*AR120)","v":642},17,null,"36LH15",72,263,2591.5981474274367,null,0.97540583654704827,null,"36LH15",2656.943448894805]
[29018.078399999999,29018.117600000001,29,null,18,"LH",8,"18LH 8",784,1176,462,{"$f":"MIN(I121,360/'Roof Bay Analysis'!$I$51*K121)","v":693},19,null,"NA","NA","NA",{"$f":"IF($Q$3>$U90,\"NA\",R90)","v":"NA"},"NA","NA","NA","NA",56,null,"NA","NA","NA",{"$f":"IF($O$1=\"ASD\",IF($Q$2>$AC90,\"NA\",AB90),IF($Q$2>$AD90,\"NA\",AB90))","v":"NA"},"NA","NA","NA","NA",56,null,29018.069299999999,29,null,18,"LH",8,"18LH 8",784,1176,462,{"$f":"MIN(AP121,360/'Roof Bay Analysis'!$I$51*AR121)","v":693},19,null,"40LH 8",80,86,1164.0793941212237,null,0.97847348960411495,null,"40LH08",1189.6892521760644]
[29018.0838,29018.125700000001,29,null,18,"LH",9,"18LH 9",838,1257,491,{"$f":"MIN(I122,360/'Roof Bay Analysis'!$I$51*K122)","v":736.5},21,null,"NA","NA","NA","NA","NA","NA","NA","NA",60,null,"NA","NA","NA","NA","NA","NA","NA","NA",60,null,29018.073649999998,29,null,18,"LH",9,"18LH 9",838,1257,491,{"$f":"MIN(AP122,360/'Roof Bay Analysis'!$I$51*AR122)","v":736.5},21,null,"40LH 9",80,113,1529.546180647654,null,1.0088630209670204,null,"40LH09",1516.1088758923345]
[29020.041000000001,29020.0615,29,null,20,"LH",2,"20LH 2",410,615,274,{"$f":"MIN(I123,360/'Roof Bay Analysis'!$I$51*K123)","v":410},10,null,"NA","NA","NA","NA","NA","NA","NA","NA",64,null,"NA","NA","NA","NA","NA","NA","NA","NA",64,null,29020.041000000001,29,null,20,"LH",2,"20LH 2",410,615,274,{"$f":"MIN(AP123,360/'Roof Bay Analysis'!$I$51*AR123)","v":410},10,null,"40LH10",80,124,1678.4400566399036,null,0.94834777675791981,null,"40LH10",1769.8571112571406]
[29020.0452,29020.067800000001,29,null,20,"LH",3,"20LH 3",452,678,302,{"$f":"MIN(I124,360/'Roof Bay Analysis'!$I$51*K124)","v":452},11,null,"NA","NA","NA","NA","NA","NA","NA","NA",68,null,"NA","NA","NA","NA","NA","NA","NA","NA",68,null,29020.0452,29,null,20,"LH",3,"20LH 3",452,678,302,{"$f":"MIN(AP124,360/'Roof Bay Analysis'!$I$51*AR124)","v":452},11,null,"40LH11",80,135,1827.3339326321532,null,0.94889550626244246,null,"40LH11",1925.7483258928567]
[29020.052800000001,29020.0792,29,null,20,"LH",4,"20LH 4",528,792,352,{"$f":"MIN(I125,360/'Roof Bay Analysis'!$I$51*K125)","v":528},12,null,"NA","NA","NA","NA","NA","NA","NA","NA",72,null,"NA","NA","NA","NA","NA","NA","NA","NA",72,null,29020.052800000001,29,null,20,"LH",4,"20LH 4",528,792,352,{"$f":"MIN(AP125,360/'Roof Bay Analysis'!$I$51*AR125)","v":528},12,null,"40LH12",80,163,2206.3365260669702,null,0.98859845092330878,null,"40LH12",2231.7823015060826]
[29020.059499999999,29020.089250000001,29,null,20,"LH",5,"20LH 5",595,892.5,395,{"$f":"MIN(I126,360/'Roof Bay Analysis'!$I$51*K126)","v":592.5},14,null,"NA","NA","NA","NA","NA","NA","NA","NA",80,null,"NA","NA","NA","NA","NA","NA","NA","NA",80,null,29020.059249999998,29,null,20,"LH",5,"20LH 5",595,892.5,395,{"$f":"MIN(AP126,360/'Roof Bay Analysis'!$I$51*AR126)","v":592.5},14,null,"40LH13",80,192,2598.8749264101734,null,0.96210089653194553,null,"40LH13",2701.2498749125534]
[29020.0723,29020.10845,29,null,20,"LH",6,"20LH 6",723,1084.5,477,{"$f":"MIN(I127,360/'Roof Bay Analysis'!$I$51*K127)","v":715.5},15,null,"NA","NA","NA","NA","NA","NA","NA","NA",88,null,"NA","NA","NA","NA","NA","NA","NA","NA",88,null,29020.071550000001,29,null,20,"LH",6,"20LH 6",723,1084.5,477,{"$f":"MIN(AP127,360/'Roof Bay Analysis'!$I$51*AR127)","v":715.5},15,null,"40LH14",80,216,2923.7342922114449,null,0.96328997861606835,null,"40LH14",3035.1548932460523]
[29020.078600000001,29020.117900000001,29,null,20,"LH",7,"20LH 7",786,1179,518,{"$f":"MIN(I128,360/'Roof Bay Analysis'!$I$51*K128)","v":777},17,null,"NA","NA","NA","NA","NA","NA","NA","NA",96,null,"NA","NA","NA","NA","NA","NA","NA","NA",96,null,29020.077700000002,29,null,20,"LH",7,"20LH 7",786,1179,518,{"$f":"MIN(AP128,360/'Roof Bay Analysis'!$I$51*AR128)","v":777},17,null,"40LH15",80,239,3235.0578511043304,null,0.97550171326334889,null,"40LH15",3316.3015575668046]
[29020.081300000002,29020.121950000001,29,null,20,"LH",8,"20LH 8",813,1219.5,536,{"$f":"MIN(I129,360/'Roof Bay Analysis'!$I$51*K129)","v":804},19,null,"NA","NA","NA","NA","NA","NA","NA","NA",104,null,"NA",{"$f":"IF($O$1=\"ASD\",IF($Q$2>$AC98,\"NA\",Z98),IF($Q$2>$AD98,\"NA\",Z98))","v":"NA"},"NA","NA","NA","NA","NA","NA",104,null,29020.080399999999,29,null,20,"LH",8,"20LH 8",813,1219.5,536,{"$f":"MIN(AP129,360/'Roof Bay Analysis'!$I$51*AR129)","v":804},19,null,"40LH16",80,282,3817.0975481649421,null,0.9984233153844142,null,"40LH16",3823.1254111842113]
[29020.088599999999,29020.132900000001,29,null,20,"LH",9,"20LH 9",886,1329,581,{"$f":"MIN(I130,360/'Roof Bay Analysis'!$I$51*K130)","v":871.5},21,null,"NA","NA","NA","NA","NA","NA","NA","NA",112,null,"NA","NA","NA","NA","NA","NA","NA","NA",112,null,29020.087149999999,29,null,20,"LH",9,"20LH 9",886,1329,581,{"$f":"MIN(AP130,360/'Roof Bay Analysis'!$I$51*AR130)","v":871.5},21,null,"44LH 9",88,96,1731.5058039453622,null,0.97467664270735854,null,"44LH09",1776.4925597639849]
[29020.095600000001,29020.143400000001,29,null,20,"LH",10,"20LH10",956,1434,626,{"$f":"MIN(I131,360/'Roof Bay Analysis'!$I$51*K131)","v":939},23,null,"NA","NA","NA","NA","NA","NA","NA","NA",120,null,"NA","NA","NA","NA","NA","NA","NA","NA",120,null,29020.0939,29,null,20,"LH",10,"20LH10",956,1434,626,{"$f":"MIN(AP131,360/'Roof Bay Analysis'!$I$51*AR131)","v":939},23,null,"44LH10",88,106,1911.8709918563375]
[{"$f":"C132*1000+E132+I132/10000","v":29024.040116279069},{"$f":"C132*1000+E132+J132/10000","v":29024.060174418606},29,null,24,"LH",3,"24LH 3",401.16279069767444,{"$f":"1.5*I132","v":601.74418604651169},324.1258788534343,{"$f":"MIN(I132,360/'Roof Bay Analysis'!$I$51*K132)","v":401.16279069767444},11,null,null,null,null,null,null,null,null,null,null,null,null,null,null,null,null,null,null,null,null,null,{"$f":"AJ132*1000+AL132+AS132/10000","v":29024.040116279069},29,null,24,"LH",3,"24LH 3",401.16279069767444,{"$f":"1.5*AP132","v":601.74418604651169},324.1258788534343,{"$f":"MIN(AP132,360/'Roof Bay Analysis'!$I$51*AR132)","v":401.16279069767444},11,null,"44LH11",88,115,{"$f":"26.767*AX132*(AW132-0.33)^3*10^-6","v":2074.199660976215},null,"Average"]
[29024.049186046512,29024.073779069768,29,null,{"$f":"VALUE(LEFT(H133,2))","v":24},{"$f":"MID(H133,3,LEN(H133)-4)","v":"LH"},{"$f":"VALUE(RIGHT(H133,2))","v":4},"24LH 4",491.86046511627904,737.79069767441854,397.22660897782583,{"$f":"MIN(I133,360/'Roof Bay Analysis'!$I$51*K133)","v":491.86046511627904},12,null,"Select lightest joist option for total load (black load).",null,null,null,null,null,null,null,null,null,"Select lightest joist option for deflection (red load).",null,null,null,null,null,null,null,null,null,29024.049186046512,29,null,{"$f":"VALUE(LEFT(AO133,2))","v":24},{"$f":"MID(AO133,3,LEN(AO133)-4)","v":"LH"},{"$f":"VALUE(RIGHT(AO133,2))","v":4},"24LH 4",491.86046511627904,737.79069767441854,397.22660897782583,{"$f":"MIN(AP133,360/'Roof Bay Analysis'!$I$51*AR133)","v":491.86046511627904},12,null,"44LH12",88,139,2507.0761119625554,null,{"$f":"AVERAGE(BA4:BA130)","v":0.96479916903558238}]
[29024.052674418606,29024.079011627906,29,null,24,"LH",5,"24LH 5",526.74418604651157,790.11627906976742,424.81179015684154,{"$f":"MIN(I134,360/'Roof Bay Analysis'!$I$51*K134)","v":526.74418604651157},13,null,null,null,null,null,null,null,null,null,null,null,null,null,null,null,null,null,null,null,null,null,29024.052674418606,29,null,24,"LH",5,"24LH 5",526.74418604651157,790.11627906976742,424.81179015684154,{"$f":"MIN(AP134,360/'Roof Bay Analysis'!$I$51*AR134)","v":526.74418604651157},13,null,"44LH13",88,167,3012.0986381132861]
[29024.070813953487,29024.106220930233,29,null,24,"LH",6,"24LH 6",708.1395348837209,1062.2093023255813,566.87547322877231,{"$f":"MIN(I135,360/'Roof Bay Analysis'!$I$51*K135)","v":708.1395348837209},16,null,null,{"$f":"INDEX($P$104:$P$131,MATCH($V$135,$V$104:$V$131,0))","v":30018.036700000001},{"$f":"INDEX($Q$104:$Q$131,MATCH($V$135,$V$104:$V$131,0))","v":18},{"$f":"INDEX($R$104:$R$131,MATCH($V$135,$V$104:$V$131,0))","v":"18LH 2"},{"$f":"INDEX($S$104:$S$131,MATCH($V$135,$V$104:$V$131,0))","v":367},{"$f":"INDEX($T$104:$T$131,MATCH($V$135,$V$104:$V$131,0))","v":550.5},{"$f":"INDEX($U$104:$U$131,MATCH($V$135,$V$104:$V$131,0))","v":318},{"$f":"MIN($V$104:$V$131)","v":10},null,null,null,{"$f":"INDEX($Z$104:$Z$131,MATCH($AF$135,$AF$104:$AF$131,0))","v":30018.031800000001},{"$f":"INDEX($AA$104:$AA$131,MATCH($AF$135,$AF$104:$AF$131,0))","v":18},{"$f":"INDEX($AB$104:$AB$131,MATCH($AF$135,$AF$104:$AF$131,0))","v":"18LH 2"},{"$f":"INDEX($AC$104:$AC$131,MATCH($AF$135,$AF$104:$AF$131,0))","v":367},{"$f":"INDEX($AD$104:$AD$131,MATCH($AF$135,$AF$104:$AF$131,0))","v":550.5},{"$f":"INDEX($AE$104:$AE$131,MATCH($AF$135,$AF$104:$AF$131,0))","v":318},{"$f":"MIN($AF$104:$AF$131)","v":10},null,null,29024.070813953487,29,null,24,"LH",6,"24LH 6",708.1395348837209,1062.2093023255813,566.87547322877231,{"$f":"MIN(AP135,360/'Roof Bay Analysis'!$I$51*AR135)","v":708.1395348837209},16,null,"44LH14",88,187,3372.8290139352366]
[29024.077790697673,29024.116686046513,29,null,24,"LH",7,"24LH 7",777.90697674418607,1166.8604651162791,623.42509464575448,{"$f":"MIN(I136,360/'Roof Bay Analysis'!$I$51*K136)","v":777.90697674418607},17,null,null,null,null,null,null,null,null,null,null,null,null,null,null,null,null,null,null,null,null,null,29024.077790697673,29,null,24,"LH",7,"24LH 7",777.90697674418607,1166.8604651162791,623.42509464575448,{"$f":"MIN(AP136,360/'Roof Bay Analysis'!$I$51*AR136)","v":777.90697674418607},17,null,"44LH15",88,219,3949.9976152503573]
[29024.083023255815,29024.124534883722,29,null,24,"LH",8,"24LH 8",830.23255813953483,1245.3488372093022,662.04434829637637,{"$f":"MIN(I137,360/'Roof Bay Analysis'!$I$51*K137)","v":830.23255813953483},18,null,"Copy lightest joist option for deflection (red load) from other tables.",null,null,null,null,null,null,null,null,null,null,null,null,null,null,null,null,null,null,null,29024.083023255815,29,null,24,"LH",8,"24LH 8",830.23255813953483,1245.3488372093022,662.04434829637637,{"$f":"MIN(AP137,360/'Roof Bay Analysis'!$I$51*AR137)","v":830.23255813953483},18,null,"44LH16",88,255,4599.3122917298688]
[29024.097674418605,29024.146511627907,29,null,24,"LH",9,"24LH 9",976.74418604651157,1465.1162790697674,775.14359113034072,{"$f":"MIN(I138,360/'Roof Bay Analysis'!$I$51*K138)","v":976.74418604651157},21,null,null,null,null,null,null,null,null,null,null,null,null,null,null,null,null,null,null,null,null,null,29024.097674418605,29,null,24,"LH",9,"24LH 9",976.74418604651157,1465.1162790697674,775.14359113034072,{"$f":"MIN(AP138,360/'Roof Bay Analysis'!$I$51*AR138)","v":976.74418604651157},21,null,"44LH17",88,285,5140.407855462794]
[29024.103255813952,29024.15488372093,29,null,24,"LH",10,"24LH10",1032.5581395348838,1548.8372093023258,822.03839913466743,{"$f":"MIN(I139,360/'Roof Bay Analysis'!$I$51*K139)","v":1032.5581395348838},23,null,null,{"$f":"Z135","v":30018.031800000001},18,"18LH 2",367,550.5,318,10,null,null,null,null,null,null,null,null,null,null,null,null,29024.103255813952,29,null,24,"LH",10,"24LH10",1032.5581395348838,1548.8372093023258,822.03839913466743,{"$f":"MIN(AP139,360/'Roof Bay Analysis'!$I$51*AR139)","v":1032.5581395348838},23,null,"48LH10",96,90,2109.4514301211848]
[29024.108837209304,29024.163255813954,29,null,24,"LH",11,"24LH11",1088.3720930232557,1632.5581395348836,860.65765278528932,{"$f":"MIN(I140,360/'Roof Bay Analysis'!$I$51*K140)","v":1088.3720930232557},25,null,null,null,null,null,null,null,null,null,null,null,null,null,null,null,null,null,null,null,null,null,29024.108837209304,29,null,24,"LH",11,"24LH11",1088.3720930232557,1632.5581395348836,860.65765278528932,{"$f":"MIN(AP140,360/'Roof Bay Analysis'!$I$51*AR140)","v":1088.3720930232557},25,null,"48LH11",96,97,2273.5198746861661]
[30018.036700000001,30018.055049999999,30,null,18,"LH",2,"18LH 2",367,550.5,212,{"$f":"MIN(I141,360/'Roof Bay Analysis'!$I$51*K141)","v":318},10,null,"Select lighter joist option which meets total load and deflection requirements.",null,null,null,null,null,null,null,null,null,null,null,null,null,null,null,null,null,null,null,30018.031800000001,30,null,18,"LH",2,"18LH 2",367,550.5,212,{"$f":"MIN(AP141,360/'Roof Bay Analysis'!$I$51*AR141)","v":318},10,null,"48LH12",96,122,2859.4786052753843]
[30018.0409,30018.06135,30,null,18,"LH",3,"18LH 3",409,613.5,236,{"$f":"MIN(I142,360/'Roof Bay Analysis'!$I$51*K142)","v":354},11,null,null,null,null,null,null,null,null,null,null,null,null,null,null,null,null,null,null,null,null,null,30018.035400000001,30,null,18,"LH",3,"18LH 3",409,613.5,236,{"$f":"MIN(AP142,360/'Roof Bay Analysis'!$I$51*AR142)","v":354},11,null,"48LH13",96,145,3398.5606374174649]
[30018.046900000001,30018.070350000002,30,null,18,"LH",4,"18LH 4",469,703.5,266,{"$f":"MIN(I143,360/'Roof Bay Analysis'!$I$51*K143)","v":399},12,null,null,"ID","Depth","Type","ASD Load","LRFD Load",{"$f":"\"L/\"&'Roof Bay Analysis'!$I$51&\" Load\"","v":"L/240 Load"},"Weight",null,null,null,null,null,null,null,null,null,null,null,null,30018.0399,30,null,18,"LH",4,"18LH 4",469,703.5,266,{"$f":"MIN(AP143,360/'Roof Bay Analysis'!$I$51*AR143)","v":399},12,null,"48LH14",96,171,4007.9577172302515]
[30018.0543,30018.081450000001,30,null,18,"LH",5,"18LH 5",543,814.5,311,{"$f":"MIN(I144,360/'Roof Bay Analysis'!$I$51*K144)","v":466.5},15,null,null,{"$f":"INDEX(P135:P139,MATCH($V144,$V135:$V139,0))","v":30018.036700000001},18,"18LH 2",367,550.5,318,{"$f":"IF(AND(V135>0,V139>0),MIN(V135,V139),MAX(V135,V139))","v":10},null,null,null,null,null,null,null,null,null,null,null,null,30018.04665,30,null,18,"LH",5,"18LH 5",543,814.5,311,{"$f":"MIN(AP144,360/'Roof Bay Analysis'!$I$51*AR144)","v":466.5},15,null,"48LH15",96,195,4570.4780985959005]
[30018.0605,30018.090749999999,30,null,18,"LH",6,"18LH 6",605,907.5,340,{"$f":"MIN(I145,360/'Roof Bay Analysis'!$I$51*K145)","v":510},15,null,null,null,null,null,null,null,null,null,null,null,null,null,null,null,null,null,null,null,null,null,30018.050999999999,30,null,18,"LH",6,"18LH 6",605,907.5,340,{"$f":"MIN(AP145,360/'Roof Bay Analysis'!$I$51*AR145)","v":510},15,null,"48LH16",96,225,5273.6285753029624]
[30018.067800000001,30018.101699999999,30,null,18,"LH",7,"18LH 7",678,1017,386,{"$f":"MIN(I146,360/'Roof Bay Analysis'!$I$51*K146)","v":579},17,null,null,null,null,null,null,null,"L/360 Load",null,null,null,null,null,null,null,null,null,null,null,null,null,30018.0579,30,null,18,"LH",7,"18LH 7",678,1017,386,{"$f":"MIN(AP146,360/'Roof Bay Analysis'!$I$51*AR146)","v":579},17,null,"48LH17",96,252,5906.4640043393183]
[30018.075799999999,30018.113700000002,30,null,18,"LH",8,"18LH 8",758,1137,427,{"$f":"MIN(I147,360/'Roof Bay Analysis'!$I$51*K147)","v":640.5},19,null,null,null,null,null,null,null,{"$f":"INDEX($K$4:$K$2225,MATCH($P$144,IF($O$1=\"ASD\",$A$4:$A$2225,$B$4:$B$2225)))","v":212},null,null,null,null,null,null,null,null,null,null,null,null,null,30018.064050000001,30,null,18,"LH",8,"18LH 8",758,1137,427,{"$f":"MIN(AP147,360/'Roof Bay Analysis'!$I$51*AR147)","v":640.5},19,null,"52DLH10",104,110,3280.5879072779908]
[30018.080999999998,30018.121500000001,30,null,18,"LH",9,"18LH 9",810,1215,458,{"$f":"MIN(I148,360/'Roof Bay Analysis'!$I$51*K148)","v":687},21,null,null,null,null,null,null,null,null,null,null,null,null,null,null,null,null,null,null,null,null,null,30018.0687,30,null,18,"LH",9,"18LH 9",810,1215,458,{"$f":"MIN(AP148,360/'Roof Bay Analysis'!$I$51*AR148)","v":687},21,null,"52DLH11",104,120,3578.8231715759898]
[30020.038799999998,30020.058199999999,30,null,20,"LH",2,"20LH 2",388,582,250,{"$f":"MIN(I149,360/'Roof Bay Analysis'!$I$51*K149)","v":375},10,null,null,null,null,null,null,null,null,null,null,null,null,null,null,null,null,null,null,null,null,null,30020.037499999999,30,null,20,"LH",2,"20LH 2",388,582,250,{"$f":"MIN(AP149,360/'Roof Bay Analysis'!$I$51*AR149)","v":375},10,null,"52DLH12",104,132,3936.7054887335894]
[30020.043399999999,30020.0651,30,null,20,"LH",3,"20LH 3",434,651,280,{"$f":"MIN(I150,360/'Roof Bay Analysis'!$I$51*K150)","v":420},11,null,null,null,null,null,null,null,null,null,null,null,null,null,null,null,null,null,null,null,null,null,30020.042000000001,30,null,20,"LH",3,"20LH 3",434,651,280,{"$f":"MIN(AP150,360/'Roof Bay Analysis'!$I$51*AR150)","v":420},11,null,"52DLH13",104,159,4741.9407023381864]
[30020.049599999998,30020.074400000001,30,null,20,"LH",4,"20LH 4",496,744,320,{"$f":"MIN(I151,360/'Roof Bay Analysis'!$I$51*K151)","v":480},12,null,null,null,null,null,null,null,null,null,null,null,null,null,null,null,null,null,null,null,null,null,30020.047999999999,30,null,20,"LH",4,"20LH 4",496,744,320,{"$f":"MIN(AP151,360/'Roof Bay Analysis'!$I$51*AR151)","v":480},12,null,"52DLH14",104,178,5308.5877045043844]
[30020.057100000002,30020.085650000001,30,null,20,"LH",5,"20LH 5",571,856.5,366,{"$f":"MIN(I152,360/'Roof Bay Analysis'!$I$51*K152)","v":549},14,null,null,null,null,null,null,null,null,null,null,null,null,null,null,null,null,null,null,null,null,null,30020.054899999999,30,null,20,"LH",5,"20LH 5",571,856.5,366,{"$f":"MIN(AP152,360/'Roof Bay Analysis'!$I$51*AR152)","v":549},14,null,"52DLH15",104,201,5994.5288123897826]
[30020.067899999998,30020.101849999999,30,null,20,"LH",6,"20LH 6",679,1018.5,427,{"$f":"MIN(I153,360/'Roof Bay Analysis'!$I$51*K153)","v":640.5},15,null,null,null,null,null,null,null,null,null,null,null,null,null,null,null,null,null,null,null,null,null,30020.064050000001,30,null,20,"LH",6,"20LH 6",679,1018.5,427,{"$f":"MIN(AP153,360/'Roof Bay Analysis'!$I$51*AR153)","v":640.5},15,null,"52DLH16",104,224,6680.4699202751817]
[30020.076000000001,30020.114000000001,30,null,20,"LH",7,"20LH 7",760,1140,484,{"$f":"MIN(I154,360/'Roof Bay Analysis'!$I$51*K154)","v":726},17,null,null,null,null,null,null,null,null,null,null,null,null,null,null,null,null,null,null,null,null,null,30020.0726,30,null,20,"LH",7,"20LH 7",760,1140,484,{"$f":"MIN(AP154,360/'Roof Bay Analysis'!$I$51*AR154)","v":726},17,null,"52DLH17",104,255,7604.9992395989784]
[30020.0785,30020.117750000001,30,null,20,"LH",8,"20LH 8",785,1177.5,500,{"$f":"MIN(I155,360/'Roof Bay Analysis'!$I$51*K155)","v":750},19,null,null,null,null,null,null,null,null,null,null,null,null,null,null,null,null,null,null,null,null,null,30020.075000000001,30,null,20,"LH",8,"20LH 8",785,1177.5,500,{"$f":"MIN(AP155,360/'Roof Bay Analysis'!$I$51*AR155)","v":750},19,null,"56DLH11",112,113,4211.9934856183972]
[30020.085599999999,30020.128400000001,30,null,20,"LH",9,"20LH 9",856,1284,542,{"$f":"MIN(I156,360/'Roof Bay Analysis'!$I$51*K156)","v":813},21,null,null,null,null,null,null,null,null,null,null,null,null,null,null,null,null,null,null,null,null,null,30020.081300000002,30,null,20,"LH",9,"20LH 9",856,1284,542,{"$f":"MIN(AP156,360/'Roof Bay Analysis'!$I$51*AR156)","v":813},21,null,"56DLH12",112,123,4584.736271956308]
[30020.092400000001,30020.138599999998,30,null,20,"LH",10,"20LH10",924,1386,585,{"$f":"MIN(I157,360/'Roof Bay Analysis'!$I$51*K157)","v":877.5},23,null,null,null,null,null,null,null,null,null,null,null,null,null,null,null,null,null,null,null,null,null,30020.087749999999,30,null,20,"LH",10,"20LH10",924,1386,585,{"$f":"MIN(AP157,360/'Roof Bay Analysis'!$I$51*AR157)","v":877.5},23,null,"56DLH13",112,149,5553.867516434877]
[30024.038764044944,30024.058146067415,30,null,24,"LH",3,"24LH 3",387.64044943820227,581.4606741573034,302.64297437192272,{"$f":"MIN(I158,360/'Roof Bay Analysis'!$I$51*K158)","v":387.64044943820227},11,null,null,null,null,null,null,null,null,null,null,null,null,null,null,null,null,null,null,null,null,null,30024.038764044944,30,null,24,"LH",3,"24LH 3",387.64044943820227,581.4606741573034,302.64297437192272,{"$f":"MIN(AP158,360/'Roof Bay Analysis'!$I$51*AR158)","v":387.64044943820227},11,null,"56DLH14",112,167,6224.8045318431177]
[30024.047528089886,30024.071292134831,30,null,24,"LH",4,"24LH 4",475.28089887640448,712.92134831460669,370.89862391112234,{"$f":"MIN(I159,360/'Roof Bay Analysis'!$I$51*K159)","v":475.28089887640448},12,null,null,null,null,null,null,null,null,null,null,null,null,null,null,null,null,null,null,null,null,null,30024.047528089886,30,null,24,"LH",4,"24LH 4",475.28089887640448,712.92134831460669,370.89862391112234,{"$f":"MIN(AP159,360/'Roof Bay Analysis'!$I$51*AR159)","v":475.28089887640448},12,null,"56DLH15",112,188,7007.5643831527314]
[30024.050898876405,30024.076348314607,30,null,24,"LH",5,"24LH 5",508.98876404494382,763.48314606741576,396.65547279383918,{"$f":"MIN(I160,360/'Roof Bay Analysis'!$I$51*K160)","v":508.98876404494382},13,null,null,null,null,null,null,null,null,null,null,null,null,null,null,null,null,null,null,null,null,null,30024.050898876405,30,null,24,"LH",5,"24LH 5",508.98876404494382,763.48314606741576,396.65547279383918,{"$f":"MIN(AP160,360/'Roof Bay Analysis'!$I$51*AR160)","v":508.98876404494382},13,null,"56DLH16",112,209,7790.324234462345]
[30024.068426966292,30024.102640449437,30,null,24,"LH",6,"24LH 6",684.2696629213483,1026.4044943820224,529.30324453983087,{"$f":"MIN(I161,360/'Roof Bay Analysis'!$I$51*K161)","v":684.2696629213483},16,null,null,null,null,null,null,null,null,null,null,null,null,null,null,null,null,null,null,null,null,null,30024.068426966292,30,null,24,"LH",6,"24LH 6",684.2696629213483,1026.4044943820224,529.30324453983087,{"$f":"MIN(AP161,360/'Roof Bay Analysis'!$I$51*AR161)","v":684.2696629213483},16,null,"56DLH17",112,238,8871.2783148422877]
[30024.075168539326,30024.112752808989,30,null,24,"LH",7,"24LH 7",751.68539325842698,1127.5280898876404,582.10478474940032,{"$f":"MIN(I162,360/'Roof Bay Analysis'!$I$51*K162)","v":751.68539325842698},17,null,null,null,null,null,null,null,null,null,null,null,null,null,null,null,null,null,null,null,null,null,30024.075168539326,30,null,24,"LH",7,"24LH 7",751.68539325842698,1127.5280898876404,582.10478474940032,{"$f":"MIN(AP162,360/'Roof Bay Analysis'!$I$51*AR162)","v":751.68539325842698},17,null,"60DLH12",120,115,5275.3759168473671]
[30024.080224719102,30024.120337078653,30,null,24,"LH",8,"24LH 8",802.24719101123594,1203.370786516854,618.16437318520389,{"$f":"MIN(I163,360/'Roof Bay Analysis'!$I$51*K163)","v":802.24719101123594},18,null,null,null,null,null,null,null,null,null,null,null,null,null,null,null,null,null,null,null,null,null,30024.080224719102,30,null,24,"LH",8,"24LH 8",802.24719101123594,1203.370786516854,618.16437318520389,{"$f":"MIN(AP163,360/'Roof Bay Analysis'!$I$51*AR163)","v":802.24719101123594},18,null,"60DLH13",120,139,6376.3239342763818]
[30024.094382022471,30024.141573033707,30,null,24,"LH",9,"24LH 9",943.82022471910113,1415.7303370786517,723.7674536043429,{"$f":"MIN(I164,360/'Roof Bay Analysis'!$I$51*K164)","v":943.82022471910113},21,null,null,null,null,null,null,null,null,null,null,null,null,null,null,null,null,null,null,null,null,null,30024.094382022471,30,null,24,"LH",9,"24LH 9",943.82022471910113,1415.7303370786517,723.7674536043429,{"$f":"MIN(AP164,360/'Roof Bay Analysis'!$I$51*AR164)","v":943.82022471910113},21,null,"60DLH14",120,149,6835.0522748718058]
[30024.099775280898,30024.149662921347,30,null,24,"LH",10,"24LH10",997.75280898876406,1496.629213483146,767.55409670496147,{"$f":"MIN(I165,360/'Roof Bay Analysis'!$I$51*K165)","v":997.75280898876406},23,null,null,null,null,null,null,null,null,null,null,null,null,null,null,null,null,null,null,null,null,null,30024.099775280898,30,null,24,"LH",10,"24LH10",997.75280898876406,1496.629213483146,767.55409670496147,{"$f":"MIN(AP165,360/'Roof Bay Analysis'!$I$51*AR165)","v":997.75280898876406},23,null,"60DLH15",120,175,8027.7459604199057]
[30024.105168539325,30024.157752808987,30,null,24,"LH",11,"24LH11",1051.685393258427,1577.5280898876404,803.61368514076503,{"$f":"MIN(I166,360/'Roof Bay Analysis'!$I$51*K166)","v":1051.685393258427},25,null,null,null,null,null,null,null,null,null,null,null,null,null,null,null,null,null,null,null,null,null,30024.105168539325,30,null,24,"LH",11,"24LH11",1051.685393258427,1577.5280898876404,803.61368514076503,{"$f":"MIN(AP166,360/'Roof Bay Analysis'!$I$51*AR166)","v":1051.685393258427},25,null,"60DLH16",120,196,8991.0754756702954]
[31018.034500000002,31018.051749999999,31,null,18,"LH",2,"18LH 2",345,517.5,193,{"$f":"MIN(I167,360/'Roof Bay Analysis'!$I$51*K167)","v":289.5},10,null,null,null,null,null,null,null,null,null,null,null,null,null,null,null,null,null,null,null,null,null,31018.02895,31,null,18,"LH",2,"18LH 2",345,517.5,193,{"$f":"MIN(AP167,360/'Roof Bay Analysis'!$I$51*AR167)","v":289.5},10,null,"60DLH17",120,223,10229.641995277938]
[31018.038199999999,31018.0573,31,null,18,"LH",3,"18LH 3",382,573,213,{"$f":"MIN(I168,360/'Roof Bay Analysis'!$I$51*K168)","v":319.5},11,null,null,null,null,null,null,null,null,null,null,null,null,null,null,null,null,null,null,null,null,null,31018.031950000001,31,null,18,"LH",3,"18LH 3",382,573,213,{"$f":"MIN(AP168,360/'Roof Bay Analysis'!$I$51*AR168)","v":319.5},11,null,"60DLH18",120,252,11559.954183004666]
[31018.044000000002,31018.065999999999,31,null,18,"LH",4,"18LH 4",440,660,242,{"$f":"MIN(I169,360/'Roof Bay Analysis'!$I$51*K169)","v":363},12,null,null,null,null,null,null,null,null,null,null,null,null,null,null,null,null,null,null,null,null,null,31018.0363,31,null,18,"LH",4,"18LH 4",440,660,242,{"$f":"MIN(AP169,360/'Roof Bay Analysis'!$I$51*AR169)","v":363},12,null,"64DLH12",128,109,6071.4548814848331]
[31018.050800000001,31018.0762,31,null,18,"LH",5,"18LH 5",508,762,282,{"$f":"MIN(I170,360/'Roof Bay Analysis'!$I$51*K170)","v":423},15,null,null,null,null,null,null,null,null,null,null,null,null,null,null,null,null,null,null,null,null,null,31018.042300000001,31,null,18,"LH",5,"18LH 5",508,762,282,{"$f":"MIN(AP170,360/'Roof Bay Analysis'!$I$51*AR170)","v":423},15,null,"64DLH13",128,131,7296.8861419680106]
[31018.0566,31018.084900000002,31,null,18,"LH",6,"18LH 6",566,849,307,{"$f":"MIN(I171,360/'Roof Bay Analysis'!$I$51*K171)","v":460.5},15,null,null,null,null,null,null,null,null,null,null,null,null,null,null,null,null,null,null,null,null,null,31018.046050000001,31,null,18,"LH",6,"18LH 6",566,849,307,{"$f":"MIN(AP171,360/'Roof Bay Analysis'!$I$51*AR171)","v":460.5},15,null,"64DLH14",128,140,7798.1989303474929]
[31018.0635,31018.095249999998,31,null,18,"LH",7,"18LH 7",635,952.5,349,{"$f":"MIN(I172,360/'Roof Bay Analysis'!$I$51*K172)","v":523.5},17,null,null,null,null,null,null,null,null,null,null,null,null,null,null,null,null,null,null,null,null,null,31018.052350000002,31,null,18,"LH",7,"18LH 7",635,952.5,349,{"$f":"MIN(AP172,360/'Roof Bay Analysis'!$I$51*AR172)","v":523.5},17,null,"64DLH15",128,165,9190.7344536238306]
[31018.0717,31018.107550000001,31,null,18,"LH",8,"18LH 8",717,1075.5,387,{"$f":"MIN(I173,360/'Roof Bay Analysis'!$I$51*K173)","v":580.5},19,null,null,null,null,null,null,null,null,null,null,null,null,null,null,null,null,null,null,null,null,null,31018.05805,31,null,18,"LH",8,"18LH 8",717,1075.5,387,{"$f":"MIN(AP173,360/'Roof Bay Analysis'!$I$51*AR173)","v":580.5},19,null,"64DLH16",128,184,10249.061451313846]
[31018.078300000001,31018.117450000002,31,null,18,"LH",9,"18LH 9",783,1174.5,418,{"$f":"MIN(I174,360/'Roof Bay Analysis'!$I$51*K174)","v":627},21,null,null,null,null,null,null,null,null,null,null,null,null,null,null,null,null,null,null,null,null,null,31018.062699999999,31,null,18,"LH",9,"18LH 9",783,1174.5,418,{"$f":"MIN(AP174,360/'Roof Bay Analysis'!$I$51*AR174)","v":627},21,null,"64DLH17",128,210,11697.298395521238]
[31020.036499999998,31020.054749999999,31,null,20,"LH",2,"20LH 2",365,547.5,228,{"$f":"MIN(I175,360/'Roof Bay Analysis'!$I$51*K175)","v":342},10,null,null,null,null,null,null,null,null,null,null,null,null,null,null,null,null,null,null,null,null,null,31020.034199999998,31,null,20,"LH",2,"20LH 2",365,547.5,228,{"$f":"MIN(AP175,360/'Roof Bay Analysis'!$I$51*AR175)","v":342},10,null,"64DLH18",128,237,13201.236760659682]
[31020.041399999998,31020.062099999999,31,null,20,"LH",3,"20LH 3",414,621,258,{"$f":"MIN(I176,360/'Roof Bay Analysis'!$I$51*K176)","v":387},11,null,null,null,null,null,null,null,null,null,null,null,null,null,null,null,null,null,null,null,null,null,31020.038700000001,31,null,20,"LH",3,"20LH 3",414,621,258,{"$f":"MIN(AP176,360/'Roof Bay Analysis'!$I$51*AR176)","v":387},11,null,"68DLH13",136,124,8288.4411665682619]
[31020.046699999999,31020.070049999998,31,null,20,"LH",4,"20LH 4",467,700.5,291,{"$f":"MIN(I177,360/'Roof Bay Analysis'!$I$51*K177)","v":436.5},12,null,null,null,null,null,null,null,null,null,null,null,null,null,null,null,null,null,null,null,null,null,31020.04365,31,null,20,"LH",4,"20LH 4",467,700.5,291,{"$f":"MIN(AP177,360/'Roof Bay Analysis'!$I$51*AR177)","v":436.5},12,null,"68DLH14",136,133,8890.0215738191855]
[31020.054400000001,31020.081600000001,31,null,20,"LH",5,"20LH 5",544,816,337,{"$f":"MIN(I178,360/'Roof Bay Analysis'!$I$51*K178)","v":505.5},14,null,null,null,null,null,null,null,null,null,null,null,null,null,null,null,null,null,null,null,null,null,31020.05055,31,null,20,"LH",5,"20LH 5",544,816,337,{"$f":"MIN(AP178,360/'Roof Bay Analysis'!$I$51*AR178)","v":505.5},14,null,"68DLH15",136,148,9892.6555859040564]
[31020.0635,31020.095249999998,31,null,20,"LH",6,"20LH 6",635,952.5,386,{"$f":"MIN(I179,360/'Roof Bay Analysis'!$I$51*K179)","v":579},15,null,null,null,null,null,null,null,null,null,null,null,null,null,null,null,null,null,null,null,null,null,31020.0579,31,null,20,"LH",6,"20LH 6",635,952.5,386,{"$f":"MIN(AP179,360/'Roof Bay Analysis'!$I$51*AR179)","v":579},15,null,"68DLH16",136,174,11630.554540184497]
[31020.071100000001,31020.106650000002,31,null,20,"LH",7,"20LH 7",711,1066.5,438,{"$f":"MIN(I180,360/'Roof Bay Analysis'!$I$51*K180)","v":657},17,null,null,null,null,null,null,null,null,null,null,null,null,null,null,null,null,null,null,null,null,null,31020.065699999999,31,null,20,"LH",7,"20LH 7",711,1066.5,438,{"$f":"MIN(AP180,360/'Roof Bay Analysis'!$I$51*AR180)","v":657},17,null,"68DLH17",136,198,13234.768959520292]
[31020.076000000001,31020.114000000001,31,null,20,"LH",8,"20LH 8",760,1140,468,{"$f":"MIN(I181,360/'Roof Bay Analysis'!$I$51*K181)","v":702},19,null,null,null,null,null,null,null,null,null,null,null,null,null,null,null,null,null,null,null,null,null,31020.070199999998,31,null,20,"LH",8,"20LH 8",760,1140,468,{"$f":"MIN(AP181,360/'Roof Bay Analysis'!$I$51*AR181)","v":702},19,null,"68DLH18",136,225,15039.510181273057]
[31020.0828,31020.124199999998,31,null,20,"LH",9,"20LH 9",828,1242,507,{"$f":"MIN(I182,360/'Roof Bay Analysis'!$I$51*K182)","v":760.5},21,null,null,null,null,null,null,null,null,null,null,null,null,null,null,null,null,null,null,null,null,null,31020.07605,31,null,20,"LH",9,"20LH 9",828,1242,507,{"$f":"MIN(AP182,360/'Roof Bay Analysis'!$I$51*AR182)","v":760.5},21,null,"68DLH19",136,254,16977.935937970477]
[31020.089400000001,31020.134099999999,31,null,20,"LH",10,"20LH10",894,1341,545,{"$f":"MIN(I183,360/'Roof Bay Analysis'!$I$51*K183)","v":817.5},23,null,null,null,null,null,null,null,null,null,null,null,null,null,null,null,null,null,null,null,null,null,31020.081750000001,31,null,20,"LH",10,"20LH10",894,1341,545,{"$f":"MIN(AP183,360/'Roof Bay Analysis'!$I$51*AR183)","v":817.5},23,null,"72DLH14",144,125,9922.2002384194857]
[31024.037499999999,31024.056250000001,31,null,24,"LH",3,"24LH 3",375,562.5,283.22719754253308,{"$f":"MIN(I184,360/'Roof Bay Analysis'!$I$51*K184)","v":375},11,null,null,null,null,null,null,null,null,null,null,null,null,null,null,null,null,null,null,null,null,null,31024.037499999999,31,null,24,"LH",3,"24LH 3",375,562.5,283.22719754253308,{"$f":"MIN(AP184,360/'Roof Bay Analysis'!$I$51*AR184)","v":375},11,null,"72DLH15",144,140,11112.864267029825]
[31024.04597826087,31024.068967391304,31,null,24,"LH",4,"24LH 4",459.78260869565219,689.67391304347825,347.10396975425328,{"$f":"MIN(I185,360/'Roof Bay Analysis'!$I$51*K185)","v":459.78260869565219},12,null,null,null,null,null,null,null,null,null,null,null,null,null,null,null,null,null,null,null,null,null,31024.04597826087,31,null,24,"LH",4,"24LH 4",459.78260869565219,689.67391304347825,347.10396975425328,{"$f":"MIN(AP185,360/'Roof Bay Analysis'!$I$51*AR185)","v":459.78260869565219},12,null,"72DLH16",144,165,13097.304314713723]
[31024.049239130436,31024.07385869565,31,null,24,"LH",5,"24LH 5",492.39130434782606,738.58695652173913,371.20841209829865,{"$f":"MIN(I186,360/'Roof Bay Analysis'!$I$51*K186)","v":492.39130434782606},13,null,null,null,null,null,null,null,null,null,null,null,null,null,null,null,null,null,null,null,null,null,31024.049239130436,31,null,24,"LH",5,"24LH 5",492.39130434782606,738.58695652173913,371.20841209829865,{"$f":"MIN(AP186,360/'Roof Bay Analysis'!$I$51*AR186)","v":492.39130434782606},13,null,"72DLH17",144,188,14922.989158582908]
[31024.066195652173,31024.099293478263,31,null,24,"LH",6,"24LH 6",661.95652173913038,992.93478260869551,495.34629017013231,{"$f":"MIN(I187,360/'Roof Bay Analysis'!$I$51*K187)","v":661.95652173913038},16,null,null,null,null,null,null,null,null,null,null,null,null,null,null,null,null,null,null,null,null,null,31024.066195652173,31,null,24,"LH",6,"24LH 6",661.95652173913038,992.93478260869551,495.34629017013231,{"$f":"MIN(AP187,360/'Roof Bay Analysis'!$I$51*AR187)","v":661.95652173913038},16,null,"72DLH18",144,212,16828.051604359451]
[31024.072717391304,31024.109076086956,31,null,24,"LH",7,"24LH 7",727.17391304347825,1090.7608695652175,544.76039697542535,{"$f":"MIN(I188,360/'Roof Bay Analysis'!$I$51*K188)","v":727.17391304347825},17,null,null,null,null,null,null,null,null,null,null,null,null,null,null,null,null,null,null,null,null,null,31024.072717391304,31,null,24,"LH",7,"24LH 7",727.17391304347825,1090.7608695652175,544.76039697542535,{"$f":"MIN(AP188,360/'Roof Bay Analysis'!$I$51*AR188)","v":727.17391304347825},17,null,"72DLH19",144,241,19130.00205967277]
[31024.077608695654,31024.116413043477,31,null,24,"LH",8,"24LH 8",776.08695652173913,1164.1304347826087,578.50661625708881,{"$f":"MIN(I189,360/'Roof Bay Analysis'!$I$51*K189)","v":776.08695652173913},18,null,null,null,null,null,null,null,null,null,null,null,null,null,null,null,null,null,null,null,null,null,31024.077608695654,31,null,24,"LH",8,"24LH 8",776.08695652173913,1164.1304347826087,578.50661625708881,{"$f":"MIN(AP189,360/'Roof Bay Analysis'!$I$51*AR189)","v":776.08695652173913},18,null,"80DLH15",160,107,11658.789266952717]
[31024.091304347825,31024.136956521739,31,null,24,"LH",9,"24LH 9",913.04347826086962,1369.5652173913045,677.3348298676749,{"$f":"MIN(I190,360/'Roof Bay Analysis'!$I$51*K190)","v":913.04347826086962},21,null,null,null,null,null,null,null,null,null,null,null,null,null,null,null,null,null,null,null,null,null,31024.091304347825,31,null,24,"LH",9,"24LH 9",913.04347826086962,1369.5652173913045,677.3348298676749,{"$f":"MIN(AP190,360/'Roof Bay Analysis'!$I$51*AR190)","v":913.04347826086962},21,null,"80DLH16",160,126,13729.041566691985]
[31024.096521739131,31024.144782608695,31,null,24,"LH",10,"24LH10",965.21739130434787,1447.8260869565217,718.31238185255199,{"$f":"MIN(I191,360/'Roof Bay Analysis'!$I$51*K191)","v":965.21739130434787},23,null,null,null,null,null,null,null,null,null,null,null,null,null,null,null,null,null,null,null,null,null,31024.096521739131,31,null,24,"LH",10,"24LH10",965.21739130434787,1447.8260869565217,718.31238185255199,{"$f":"MIN(AP191,360/'Roof Bay Analysis'!$I$51*AR191)","v":965.21739130434787},23,null,"80DLH17",160,151,16453.057750559445]
[31024.101739130434,31024.152608695651,31,null,24,"LH",11,"24LH11",1017.3913043478261,1526.0869565217392,752.05860113421545,{"$f":"MIN(I192,360/'Roof Bay Analysis'!$I$51*K192)","v":1017.3913043478261},25,null,null,null,null,null,null,null,null,null,null,null,null,null,null,null,null,null,null,null,null,null,31024.101739130434,31,null,24,"LH",11,"24LH11",1017.3913043478261,1526.0869565217392,752.05860113421545,{"$f":"MIN(AP192,360/'Roof Bay Analysis'!$I$51*AR192)","v":1017.3913043478261},25,null,"80DLH18",160,173,18850.191992362805]
[32018.0324,32018.048599999998,32,null,18,"LH",2,"18LH 2",324,486,175,{"$f":"MIN(I193,360/'Roof Bay Analysis'!$I$51*K193)","v":262.5},10,null,null,null,null,null,null,null,null,null,null,null,null,null,null,null,null,null,null,null,null,null,32018.026249999999,32,null,18,"LH",2,"18LH 2",324,486,175,{"$f":"MIN(AP193,360/'Roof Bay Analysis'!$I$51*AR193)","v":262.5},10,null,"80DLH19",160,193,21029.40493945677]
[32018.035899999999,32018.05385,32,null,18,"LH",3,"18LH 3",359,538.5,194,{"$f":"MIN(I194,360/'Roof Bay Analysis'!$I$51*K194)","v":291},11,null,null,null,null,null,null,null,null,null,null,null,null,null,null,null,null,null,null,null,null,null,32018.0291,32,null,18,"LH",3,"18LH 3",359,538.5,194,{"$f":"MIN(AP194,360/'Roof Bay Analysis'!$I$51*AR194)","v":291},11,null,"80DLH20",160,216,23535.499828614829]
[32018.041300000001,32018.061949999999,32,null,18,"LH",4,"18LH 4",413,619.5,219,{"$f":"MIN(I195,360/'Roof Bay Analysis'!$I$51*K195)","v":328.5},12,null,null,null,null,null,null,null,null,null,null,null,null,null,null,null,null,null,null,null,null,null,32018.03285,32,null,18,"LH",4,"18LH 4",413,619.5,219,{"$f":"MIN(AP195,360/'Roof Bay Analysis'!$I$51*AR195)","v":328.5},12,null,"88DLH16",175,117,16689.392228121418]
[{"$f":"C196*1000+E196+I196/10000","v":32018.047600000002},{"$f":"C196*1000+E196+J196/10000","v":32018.071400000001},32,null,18,"LH",5,"18LH 5",476,{"$f":"1.5*I196","v":714},256,{"$f":"MIN(I196,360/'Roof Bay Analysis'!$I$51*K196)","v":384},15,null,null,null,null,null,null,null,null,null,null,null,null,null,null,null,null,null,null,null,null,null,{"$f":"AJ196*1000+AL196+AS196/10000","v":32018.038400000001},32,null,18,"LH",5,"18LH 5",476,{"$f":"1.5*AP196","v":714},256,{"$f":"MIN(AP196,360/'Roof Bay Analysis'!$I$51*AR196)","v":384},15,null,"88DLH17",175,130,{"$f":"26.767*AX196*(AW196-0.33)^3*10^-6","v":18543.76914235713}]
[32018.053100000001,32018.07965,32,null,{"$f":"VALUE(LEFT(H197,2))","v":18},{"$f":"MID(H197,3,LEN(H197)-4)","v":"LH"},{"$f":"VALUE(RIGHT(H197,2))","v":6},"18LH 6",531,796.5,280,{"$f":"MIN(I197,360/'Roof Bay Analysis'!$I$51*K197)","v":420},15,null,null,null,null,null,null,null,null,null,null,null,null,null,null,null,null,null,null,null,null,null,32018.042000000001,32,null,{"$f":"VALUE(LEFT(AO197,2))","v":18},{"$f":"MID(AO197,3,LEN(AO197)-4)","v":"LH"},{"$f":"VALUE(RIGHT(AO197,2))","v":6},"18LH 6",531,796.5,280,{"$f":"MIN(AP197,360/'Roof Bay Analysis'!$I$51*AR197)","v":420},15,null,"88DLH18",175,149,21254.012324701631]
[32018.059499999999,32018.089250000001,32,null,18,"LH",7,"18LH 7",595,892.5,317,{"$f":"MIN(I198,360/'Roof Bay Analysis'!$I$51*K198)","v":475.5},17,null,null,null,null,null,null,null,null,null,null,null,null,null,null,null,null,null,null,null,null,null,32018.047549999999,32,null,18,"LH",7,"18LH 7",595,892.5,317,{"$f":"MIN(AP198,360/'Roof Bay Analysis'!$I$51*AR198)","v":475.5},17,null,"88DLH19",175,169,24106.899885064267]
[32018.067999999999,32018.101999999999,32,null,18,"LH",8,"18LH 8",680,1020,351,{"$f":"MIN(I199,360/'Roof Bay Analysis'!$I$51*K199)","v":526.5},19,null,null,null,null,null,null,null,null,null,null,null,null,null,null,null,null,null,null,null,null,null,32018.052650000001,32,null,18,"LH",8,"18LH 8",680,1020,351,{"$f":"MIN(AP199,360/'Roof Bay Analysis'!$I$51*AR199)","v":526.5},19,null,"88DLH20",175,202,28814.16435966262]
[32018.0759,32018.113850000002,32,null,18,"LH",9,"18LH 9",759,1138.5,380,{"$f":"MIN(I200,360/'Roof Bay Analysis'!$I$51*K200)","v":570},21,null,null,null,null,null,null,null,null,null,null,null,null,null,null,null,null,null,null,null,null,null,32018.057000000001,32,null,18,"LH",9,"18LH 9",759,1138.5,380,{"$f":"MIN(AP200,360/'Roof Bay Analysis'!$I$51*AR200)","v":570},21,null,"88DLH21",175,235,33521.428834260965]
[32020.0344,32020.051599999999,32,null,20,"LH",2,"20LH 2",344,516,208,{"$f":"MIN(I201,360/'Roof Bay Analysis'!$I$51*K201)","v":312},10,null,null,null,null,null,null,null,null,null,null,null,null,null,null,null,null,null,null,null,null,null,32020.031200000001,32,null,20,"LH",2,"20LH 2",344,516,208,{"$f":"MIN(AP201,360/'Roof Bay Analysis'!$I$51*AR201)","v":312},10,null,"96DLH17",190,122,22282.066303433967]
[32020.039499999999,32020.059249999998,32,null,20,"LH",3,"20LH 3",395,592.5,238,{"$f":"MIN(I202,360/'Roof Bay Analysis'!$I$51*K202)","v":357},11,null,null,null,null,null,null,null,null,null,null,null,null,null,null,null,null,null,null,null,null,null,32020.0357,32,null,20,"LH",3,"20LH 3",395,592.5,238,{"$f":"MIN(AP202,360/'Roof Bay Analysis'!$I$51*AR202)","v":357},11,null,"96DLH18",190,139,25386.944394896072]
[32020.044000000002,32020.065999999999,32,null,20,"LH",4,"20LH 4",440,660,265,{"$f":"MIN(I203,360/'Roof Bay Analysis'!$I$51*K203)","v":397.5},12,null,null,null,null,null,null,null,null,null,null,null,null,null,null,null,null,null,null,null,null,null,32020.03975,32,null,20,"LH",4,"20LH 4",440,660,265,{"$f":"MIN(AP203,360/'Roof Bay Analysis'!$I$51*AR203)","v":397.5},12,null,"96DLH19",190,158,28857.102261824311]
[32020.051299999999,32020.076949999999,32,null,20,"LH",5,"20LH 5",513,769.5,308,{"$f":"MIN(I204,360/'Roof Bay Analysis'!$I$51*K204)","v":462},14,null,null,null,null,null,null,null,null,null,null,null,null,null,null,null,null,null,null,null,null,null,32020.046200000001,32,null,20,"LH",5,"20LH 5",513,769.5,308,{"$f":"MIN(AP204,360/'Roof Bay Analysis'!$I$51*AR204)","v":462},14,null,"96DLH20",190,178,32509.900016485622]
[32020.059600000001,32020.089400000001,32,null,20,"LH",6,"20LH 6",596,894,351,{"$f":"MIN(I205,360/'Roof Bay Analysis'!$I$51*K205)","v":526.5},15,null,null,null,null,null,null,null,null,null,null,null,null,null,null,null,null,null,null,null,null,null,32020.052650000001,32,null,20,"LH",6,"20LH 6",596,894,351,{"$f":"MIN(AP205,360/'Roof Bay Analysis'!$I$51*AR205)","v":526.5},15,null,"96DLH21",190,220,40180.775301274356]
[32020.066699999999,32020.100050000001,32,null,20,"LH",7,"20LH 7",667,1000.5,398,{"$f":"MIN(I206,360/'Roof Bay Analysis'!$I$51*K206)","v":597},17,null,null,null,null,null,null,null,null,null,null,null,null,null,null,null,null,null,null,null,null,null,32020.059700000002,32,null,20,"LH",7,"20LH 7",667,1000.5,398,{"$f":"MIN(AP206,360/'Roof Bay Analysis'!$I$51*AR206)","v":597},17,null,"96DLH22",190,255,46573.171371931647]
[32020.072199999999,32020.1083,32,null,20,"LH",8,"20LH 8",722,1083,428,{"$f":"MIN(I207,360/'Roof Bay Analysis'!$I$51*K207)","v":642},19,null,null,null,null,null,null,null,null,null,null,null,null,null,null,null,null,null,null,null,null,null,32020.064200000001,32,null,20,"LH",8,"20LH 8",722,1083,428,{"$f":"MIN(AP207,360/'Roof Bay Analysis'!$I$51*AR207)","v":642},19,null,"104DLH18",205,130,29833.597072434841]
[32020.0802,32020.120299999999,32,null,20,"LH",9,"20LH 9",802,1203,475,{"$f":"MIN(I208,360/'Roof Bay Analysis'!$I$51*K208)","v":712.5},21,null,null,null,null,null,null,null,null,null,null,null,null,null,null,null,null,null,null,null,null,null,32020.071250000001,32,null,20,"LH",9,"20LH 9",802,1203,475,{"$f":"MIN(AP208,360/'Roof Bay Analysis'!$I$51*AR208)","v":712.5},21,null,"104DLH19",205,148,33964.402820925818]
[32020.086500000001,32020.12975,32,null,20,"LH",10,"20LH10",865,1297.5,510,{"$f":"MIN(I209,360/'Roof Bay Analysis'!$I$51*K209)","v":765},23,null,null,null,null,null,null,null,null,null,null,null,null,null,null,null,null,null,null,null,null,null,32020.076499999999,32,null,20,"LH",10,"20LH10",865,1297.5,510,{"$f":"MIN(AP209,360/'Roof Bay Analysis'!$I$51*AR209)","v":765},23,null,"104DLH20",205,167,38324.697777666297]
[32024.036315789475,32024.054473684209,32,null,24,"LH",3,"24LH 3",363.15789473684208,544.73684210526312,265.62160664819947,{"$f":"MIN(I210,360/'Roof Bay Analysis'!$I$51*K210)","v":363.15789473684208},11,null,null,null,null,null,null,null,null,null,null,null,null,null,null,null,null,null,null,null,null,null,32024.036315789475,32,null,24,"LH",3,"24LH 3",363.15789473684208,544.73684210526312,265.62160664819947,{"$f":"MIN(AP210,360/'Roof Bay Analysis'!$I$51*AR210)","v":363.15789473684208},11,null,"104DLH21",205,206,47274.77689939674]
[32024.044526315789,32024.066789473683,32,null,24,"LH",4,"24LH 4",445.26315789473682,667.8947368421052,325.52775623268695,{"$f":"MIN(I211,360/'Roof Bay Analysis'!$I$51*K211)","v":445.26315789473682},12,null,null,null,null,null,null,null,null,null,null,null,null,null,null,null,null,null,null,null,null,null,32024.044526315789,32,null,24,"LH",4,"24LH 4",445.26315789473682,667.8947368421052,325.52775623268695,{"$f":"MIN(AP211,360/'Roof Bay Analysis'!$I$51*AR211)","v":445.26315789473682},12,null,"104DLH22",205,240,55077.409979879703]
[32024.047684210527,32024.071526315791,32,null,24,"LH",5,"24LH 5",476.84210526315792,715.26315789473688,348.13385041551248,{"$f":"MIN(I212,360/'Roof Bay Analysis'!$I$51*K212)","v":476.84210526315792},13,null,null,null,null,null,null,null,null,null,null,null,null,null,null,null,null,null,null,null,null,null,32024.047684210527,32,null,24,"LH",5,"24LH 5",476.84210526315792,715.26315789473688,348.13385041551248,{"$f":"MIN(AP212,360/'Roof Bay Analysis'!$I$51*AR212)","v":476.84210526315792},13,null,"104DLH23",205,250,57372.302062374692]
[32024.064105263158,32024.096157894735,32,null,24,"LH",6,"24LH 6",641.0526315789474,961.57894736842104,464.5552354570637,{"$f":"MIN(I213,360/'Roof Bay Analysis'!$I$51*K213)","v":641.0526315789474},16,null,null,null,null,null,null,null,null,null,null,null,null,null,null,null,null,null,null,null,null,null,32024.064105263158,32,null,24,"LH",6,"24LH 6",641.0526315789474,961.57894736842104,464.5552354570637,{"$f":"MIN(AP213,360/'Roof Bay Analysis'!$I$51*AR213)","v":641.0526315789474},16,null,"112DLH19",220,140,39722.811984440523]
[32024.070421052631,32024.105631578946,32,null,24,"LH",7,"24LH 7",704.21052631578948,1056.3157894736842,510.89772853185593,{"$f":"MIN(I214,360/'Roof Bay Analysis'!$I$51*K214)","v":704.21052631578948},17,null,null,null,null,null,null,null,null,null,null,null,null,null,null,null,null,null,null,null,null,null,32024.070421052631,32,null,24,"LH",7,"24LH 7",704.21052631578948,1056.3157894736842,510.89772853185593,{"$f":"MIN(AP214,360/'Roof Bay Analysis'!$I$51*AR214)","v":704.21052631578948},17,null,"112DLH20",220,158,44830.030668154293]
[32024.075157894738,32024.112736842104,32,null,24,"LH",8,"24LH 8",751.57894736842104,1127.3684210526317,542.54626038781169,{"$f":"MIN(I215,360/'Roof Bay Analysis'!$I$51*K215)","v":751.57894736842104},18,null,null,null,null,null,null,null,null,null,null,null,null,null,null,null,null,null,null,null,null,null,32024.075157894738,32,null,24,"LH",8,"24LH 8",751.57894736842104,1127.3684210526317,542.54626038781169,{"$f":"MIN(AP215,360/'Roof Bay Analysis'!$I$51*AR215)","v":751.57894736842104},18,null,"112DLH21",220,195,55328.202406899283]
[32024.088421052631,32024.132631578948,32,null,24,"LH",9,"24LH 9",884.21052631578948,1326.3157894736842,635.23124653739615,{"$f":"MIN(I216,360/'Roof Bay Analysis'!$I$51*K216)","v":884.21052631578948},21,null,null,null,null,null,null,null,null,null,null,null,null,null,null,null,null,null,null,null,null,null,32024.088421052631,32,null,24,"LH",9,"24LH 9",884.21052631578948,1326.3157894736842,635.23124653739615,{"$f":"MIN(AP216,360/'Roof Bay Analysis'!$I$51*AR216)","v":884.21052631578948},21,null,"112DLH22",220,226,64123.967917739683]
[32024.09347368421,32024.140210526315,32,null,24,"LH",10,"24LH10",934.73684210526312,1402.1052631578946,673.66160664819949,{"$f":"MIN(I217,360/'Roof Bay Analysis'!$I$51*K217)","v":934.73684210526312},23,null,null,null,null,null,null,null,null,null,null,null,null,null,null,null,null,null,null,null,null,null,32024.09347368421,32,null,24,"LH",10,"24LH10",934.73684210526312,1402.1052631578946,673.66160664819949,{"$f":"MIN(AP217,360/'Roof Bay Analysis'!$I$51*AR217)","v":934.73684210526312},23,null,"112DLH23",220,236,66961.311630914002]
[32024.098526315789,32024.147789473685,32,null,24,"LH",11,"24LH11",985.26315789473688,1477.8947368421054,705.31013850415513,{"$f":"MIN(I218,360/'Roof Bay Analysis'!$I$51*K218)","v":985.26315789473688},25,null,null,null,null,null,null,null,null,null,null,null,null,null,null,null,null,null,null,null,null,null,32024.098526315789,32,null,24,"LH",11,"24LH11",985.26315789473688,1477.8947368421054,705.31013850415513,{"$f":"MIN(AP218,360/'Roof Bay Analysis'!$I$51*AR218)","v":985.26315789473688},25,null,"112DLH24",220,287,81431.764568103055]
[33018.030599999998,33018.045899999997,33,"X",18,"LH",2,"18LH 2",306,459,160,{"$f":"MIN(I219,360/'Roof Bay Analysis'!$I$51*K219)","v":240},10,null,null,null,null,null,null,null,null,null,null,null,null,null,null,null,null,null,null,null,null,null,33018.023999999998,33,"X",18,"LH",2,"18LH 2",306,459,160,{"$f":"MIN(AP219,360/'Roof Bay Analysis'!$I$51*AR219)","v":240},10,null,"120DLH20",240,140,51590.384212781435]
[33018.0337,33018.05055,33,null,18,"LH",3,"18LH 3",337,505.5,177,{"$f":"MIN(I220,360/'Roof Bay Analysis'!$I$51*K220)","v":265.5},11,null,null,null,null,null,null,null,null,null,null,null,null,null,null,null,null,null,null,null,null,null,33018.026550000002,33,null,18,"LH",3,"18LH 3",337,505.5,177,{"$f":"MIN(AP220,360/'Roof Bay Analysis'!$I$51*AR220)","v":265.5},11,null,"120DLH21",240,173,63750.974777222771]
[33018.038800000002,33018.058199999999,33,null,18,"LH",4,"18LH 4",388,582,200,{"$f":"MIN(I221,360/'Roof Bay Analysis'!$I$51*K221)","v":300},12,null,null,null,null,null,null,null,null,null,null,null,null,null,null,null,null,null,null,null,null,null,33018.03,33,null,18,"LH",4,"18LH 4",388,582,200,{"$f":"MIN(AP221,360/'Roof Bay Analysis'!$I$51*AR221)","v":300},12,null,"120DLH22",240,201,74069.051619779057]
[33018.044800000003,33018.067199999998,33,null,18,"LH",5,"18LH 5",448,672,233,{"$f":"MIN(I222,360/'Roof Bay Analysis'!$I$51*K222)","v":349.5},15,null,null,null,null,null,null,null,null,null,null,null,null,null,null,null,null,null,null,null,null,null,33018.034950000001,33,null,18,"LH",5,"18LH 5",448,672,233,{"$f":"MIN(AP222,360/'Roof Bay Analysis'!$I$51*AR222)","v":349.5},15,null,"120DLH23",240,210,77385.576319172149]
[33018.049899999998,33018.074849999997,33,null,18,"LH",6,"18LH 6",499,748.5,254,{"$f":"MIN(I223,360/'Roof Bay Analysis'!$I$51*K223)","v":381},15,null,null,null,null,null,null,null,null,null,null,null,null,null,null,null,null,null,null,null,null,null,33018.038099999998,33,null,18,"LH",6,"18LH 6",499,748.5,254,{"$f":"MIN(AP223,360/'Roof Bay Analysis'!$I$51*AR223)","v":381},15,null,"120DLH24",240,255,93968.19981613761]
[33018.055899999999,33018.083850000003,33,null,18,"LH",7,"18LH 7",559,838.5,288,{"$f":"MIN(I224,360/'Roof Bay Analysis'!$I$51*K224)","v":432},17,null,null,null,null,null,null,null,null,null,null,null,null,null,null,null,null,null,null,null,null,null,33018.0432,33,null,18,"LH",7,"18LH 7",559,838.5,288,{"$f":"MIN(AP224,360/'Roof Bay Analysis'!$I$51*AR224)","v":432},17,null,"120DLH25",240,294,108339.80684684102]
[33018.064100000003,33018.096149999998,33,null,18,"LH",8,"18LH 8",641,961.5,320,{"$f":"MIN(I225,360/'Roof Bay Analysis'!$I$51*K225)","v":480},19,null,null,null,null,null,null,null,null,null,null,null,null,null,null,null,null,null,null,null,null,null,33018.048000000003,33,null,18,"LH",8,"18LH 8",641,961.5,320,{"$f":"MIN(AP225,360/'Roof Bay Analysis'!$I$51*AR225)","v":480},19]
[33018.071300000003,33018.106950000001,33,null,18,"LH",9,"18LH 9",713,1069.5,346,{"$f":"MIN(I226,360/'Roof Bay Analysis'!$I$51*K226)","v":519},21,null,null,null,null,null,null,null,null,null,null,null,null,null,null,null,null,null,null,null,null,null,33018.051899999999,33,null,18,"LH",9,"18LH 9",713,1069.5,346,{"$f":"MIN(AP226,360/'Roof Bay Analysis'!$I$51*AR226)","v":519},21]
[33020.032500000001,33020.048750000002,33,"X",20,"LH",2,"20LH 2",325,487.5,190,{"$f":"MIN(I227,360/'Roof Bay Analysis'!$I$51*K227)","v":285},10,null,null,null,null,null,null,null,null,null,null,null,null,null,null,null,null,null,null,null,null,null,33020.0285,33,"X",20,"LH",2,"20LH 2",325,487.5,190,{"$f":"MIN(AP227,360/'Roof Bay Analysis'!$I$51*AR227)","v":285},10]
[33020.037199999999,33020.055800000002,33,null,20,"LH",3,"20LH 3",372,558,218,{"$f":"MIN(I228,360/'Roof Bay Analysis'!$I$51*K228)","v":327},11,null,null,null,null,null,null,null,null,null,null,null,null,null,null,null,null,null,null,null,null,null,33020.032700000003,33,null,20,"LH",3,"20LH 3",372,558,218,{"$f":"MIN(AP228,360/'Roof Bay Analysis'!$I$51*AR228)","v":327},11]
[33020.041599999997,33020.062400000003,33,null,20,"LH",4,"20LH 4",416,624,243,{"$f":"MIN(I229,360/'Roof Bay Analysis'!$I$51*K229)","v":364.5},12,null,null,null,null,null,null,null,null,null,null,null,null,null,null,null,null,null,null,null,null,null,33020.03645,33,null,20,"LH",4,"20LH 4",416,624,243,{"$f":"MIN(AP229,360/'Roof Bay Analysis'!$I$51*AR229)","v":364.5},12]
[33020.0484,33020.0726,33,null,20,"LH",5,"20LH 5",484,726,281,{"$f":"MIN(I230,360/'Roof Bay Analysis'!$I$51*K230)","v":421.5},14,null,null,null,null,null,null,null,null,null,null,null,null,null,null,null,null,null,null,null,null,null,33020.042150000001,33,null,20,"LH",5,"20LH 5",484,726,281,{"$f":"MIN(AP230,360/'Roof Bay Analysis'!$I$51*AR230)","v":421.5},14]
[33020.055999999997,33020.084000000003,33,null,20,"LH",6,"20LH 6",560,840,320,{"$f":"MIN(I231,360/'Roof Bay Analysis'!$I$51*K231)","v":480},15,null,null,null,null,null,null,null,null,null,null,null,null,null,null,null,null,null,null,null,null,null,33020.048000000003,33,null,20,"LH",6,"20LH 6",560,840,320,{"$f":"MIN(AP231,360/'Roof Bay Analysis'!$I$51*AR231)","v":480},15]
[33020.062700000002,33020.09405,33,null,20,"LH",7,"20LH 7",627,940.5,362,{"$f":"MIN(I232,360/'Roof Bay Analysis'!$I$51*K232)","v":543},17,null,null,null,null,null,null,null,null,null,null,null,null,null,null,null,null,null,null,null,null,null,33020.054300000003,33,null,20,"LH",7,"20LH 7",627,940.5,362,{"$f":"MIN(AP232,360/'Roof Bay Analysis'!$I$51*AR232)","v":543},17]
[33020.068700000003,33020.103049999998,33,null,20,"LH",8,"20LH 8",687,1030.5,395,{"$f":"MIN(I233,360/'Roof Bay Analysis'!$I$51*K233)","v":592.5},19,null,null,null,null,null,null,null,null,null,null,null,null,null,null,null,null,null,null,null,null,null,33020.059249999998,33,null,20,"LH",8,"20LH 8",687,1030.5,395,{"$f":"MIN(AP233,360/'Roof Bay Analysis'!$I$51*AR233)","v":592.5},19]
[33020.077799999999,33020.116699999999,33,null,20,"LH",9,"20LH 9",778,1167,437,{"$f":"MIN(I234,360/'Roof Bay Analysis'!$I$51*K234)","v":655.5},21,null,null,null,null,null,null,null,null,null,null,null,null,null,null,null,null,null,null,null,null,null,33020.065549999999,33,null,20,"LH",9,"20LH 9",778,1167,437,{"$f":"MIN(AP234,360/'Roof Bay Analysis'!$I$51*AR234)","v":655.5},21]
[33020.083899999998,33020.125849999997,33,null,20,"LH",10,"20LH10",839,1258.5,479,{"$f":"MIN(I235,360/'Roof Bay Analysis'!$I$51*K235)","v":718.5},23,null,null,null,null,null,null,null,null,null,null,null,null,null,null,null,null,null,null,null,null,null,33020.07185,33,null,20,"LH",10,"20LH10",839,1258.5,479,{"$f":"MIN(AP235,360/'Roof Bay Analysis'!$I$51*AR235)","v":718.5},23]
[33024.035204081636,33024.052806122447,33,null,24,"LH",3,"24LH 3",352.0408163265306,528.0612244897959,249.60797584339858,{"$f":"MIN(I236,360/'Roof Bay Analysis'!$I$51*K236)","v":352.0408163265306},11,null,null,null,null,null,null,null,null,null,null,null,null,null,null,null,null,null,null,null,null,null,33024.035204081636,33,null,24,"LH",3,"24LH 3",352.0408163265306,528.0612244897959,249.60797584339858,{"$f":"MIN(AP236,360/'Roof Bay Analysis'!$I$51*AR236)","v":352.0408163265306},11]
[33024.043163265305,33024.064744897958,33,null,24,"LH",4,"24LH 4",431.63265306122452,647.44897959183675,305.90254060807996,{"$f":"MIN(I237,360/'Roof Bay Analysis'!$I$51*K237)","v":431.63265306122452},12,null,null,null,null,null,null,null,null,null,null,null,null,null,null,null,null,null,null,null,null,null,33024.043163265305,33,null,24,"LH",4,"24LH 4",431.63265306122452,647.44897959183675,305.90254060807996,{"$f":"MIN(AP237,360/'Roof Bay Analysis'!$I$51*AR237)","v":431.63265306122452},12]
[33024.046224489794,33024.06933673469,33,null,24,"LH",5,"24LH 5",462.24489795918367,693.36734693877554,327.1457725947522,{"$f":"MIN(I238,360/'Roof Bay Analysis'!$I$51*K238)","v":462.24489795918367},13,null,null,null,null,null,null,null,null,null,null,null,null,null,null,null,null,null,null,null,null,null,33024.046224489794,33,null,24,"LH",5,"24LH 5",462.24489795918367,693.36734693877554,327.1457725947522,{"$f":"MIN(AP238,360/'Roof Bay Analysis'!$I$51*AR238)","v":462.24489795918367},13]
[33024.062142857139,33024.093214285713,33,null,24,"LH",6,"24LH 6",621.42857142857144,932.14285714285711,436.54841732611413,{"$f":"MIN(I239,360/'Roof Bay Analysis'!$I$51*K239)","v":621.42857142857144},16,null,null,null,null,null,null,null,null,null,null,null,null,null,null,null,null,null,null,null,null,null,33024.062142857139,33,null,24,"LH",6,"24LH 6",621.42857142857144,932.14285714285711,436.54841732611413,{"$f":"MIN(AP239,360/'Roof Bay Analysis'!$I$51*AR239)","v":621.42857142857144},16]
[33024.068265306123,33024.102397959185,33,null,24,"LH",7,"24LH 7",682.65306122448976,1023.9795918367347,480.09704289879215,{"$f":"MIN(I240,360/'Roof Bay Analysis'!$I$51*K240)","v":682.65306122448976},17,null,null,null,null,null,null,null,null,null,null,null,null,null,null,null,null,null,null,null,null,null,33024.068265306123,33,null,24,"LH",7,"24LH 7",682.65306122448976,1023.9795918367347,480.09704289879215,{"$f":"MIN(AP240,360/'Roof Bay Analysis'!$I$51*AR240)","v":682.65306122448976},17]
[33024.072857142855,33024.109285714287,33,null,24,"LH",8,"24LH 8",728.57142857142856,1092.8571428571429,509.8375676801333,{"$f":"MIN(I241,360/'Roof Bay Analysis'!$I$51*K241)","v":728.57142857142856},18,null,null,null,null,null,null,null,null,null,null,null,null,null,null,null,null,null,null,null,null,null,33024.072857142855,33,null,24,"LH",8,"24LH 8",728.57142857142856,1092.8571428571429,509.8375676801333,{"$f":"MIN(AP241,360/'Roof Bay Analysis'!$I$51*AR241)","v":728.57142857142856},18]
[33024.085714285713,33024.12857142857,33,null,24,"LH",9,"24LH 9",857.14285714285711,1285.7142857142858,596.9348188254894,{"$f":"MIN(I242,360/'Roof Bay Analysis'!$I$51*K242)","v":857.14285714285711},21,null,null,null,null,null,null,null,null,null,null,null,null,null,null,null,null,null,null,null,null,null,33024.085714285713,33,null,24,"LH",9,"24LH 9",857.14285714285711,1285.7142857142858,596.9348188254894,{"$f":"MIN(AP242,360/'Roof Bay Analysis'!$I$51*AR242)","v":857.14285714285711},21]
[33024.090612244901,33024.135918367348,33,null,24,"LH",10,"24LH10",906.12244897959181,1359.1836734693877,633.04831320283211,{"$f":"MIN(I243,360/'Roof Bay Analysis'!$I$51*K243)","v":906.12244897959181},23,null,null,null,null,null,null,null,null,null,null,null,null,null,null,null,null,null,null,null,null,null,33024.090612244901,33,null,24,"LH",10,"24LH10",906.12244897959181,1359.1836734693877,633.04831320283211,{"$f":"MIN(AP243,360/'Roof Bay Analysis'!$I$51*AR243)","v":906.12244897959181},23]
[33024.095510204083,33024.14326530612,33,null,24,"LH",11,"24LH11",955.10204081632651,1432.6530612244896,662.78883798417326,{"$f":"MIN(I244,360/'Roof Bay Analysis'!$I$51*K244)","v":955.10204081632651},25,null,null,null,null,null,null,null,null,null,null,null,null,null,null,null,null,null,null,null,null,null,33024.095510204083,33,null,24,"LH",11,"24LH11",955.10204081632651,1432.6530612244896,662.78883798417326,{"$f":"MIN(AP244,360/'Roof Bay Analysis'!$I$51*AR244)","v":955.10204081632651},25]
[34018.028899999998,34018.04335,34,"X",18,"LH",2,"18LH 2",289,433.5,147,{"$f":"MIN(I245,360/'Roof Bay Analysis'!$I$51*K245)","v":220.5},10,null,null,null,null,null,null,null,null,null,null,null,null,null,null,null,null,null,null,null,null,null,34018.02205,34,"X",18,"LH",2,"18LH 2",289,433.5,147,{"$f":"MIN(AP245,360/'Roof Bay Analysis'!$I$51*AR245)","v":220.5},10]
[34018.0317,34018.047550000003,34,null,18,"LH",3,"18LH 3",317,475.5,161,{"$f":"MIN(I246,360/'Roof Bay Analysis'!$I$51*K246)","v":241.5},11,null,null,null,null,null,null,null,null,null,null,null,null,null,null,null,null,null,null,null,null,null,34018.024149999997,34,null,18,"LH",3,"18LH 3",317,475.5,161,{"$f":"MIN(AP246,360/'Roof Bay Analysis'!$I$51*AR246)","v":241.5},11]
[34018.036500000002,34018.054750000003,34,null,18,"LH",4,"18LH 4",365,547.5,182,{"$f":"MIN(I247,360/'Roof Bay Analysis'!$I$51*K247)","v":273},12,null,null,null,null,null,null,null,null,null,null,null,null,null,null,null,null,null,null,null,null,null,34018.027300000002,34,null,18,"LH",4,"18LH 4",365,547.5,182,{"$f":"MIN(AP247,360/'Roof Bay Analysis'!$I$51*AR247)","v":273},12]
[34018.042099999999,34018.063150000002,34,null,18,"LH",5,"18LH 5",421,631.5,212,{"$f":"MIN(I248,360/'Roof Bay Analysis'!$I$51*K248)","v":318},15,null,null,null,null,null,null,null,null,null,null,null,null,null,null,null,null,null,null,null,null,null,34018.031799999997,34,null,18,"LH",5,"18LH 5",421,631.5,212,{"$f":"MIN(AP248,360/'Roof Bay Analysis'!$I$51*AR248)","v":318},15]
[34018.046999999999,34018.070500000002,34,null,18,"LH",6,"18LH 6",470,705,232,{"$f":"MIN(I249,360/'Roof Bay Analysis'!$I$51*K249)","v":348},15,null,null,null,null,null,null,null,null,null,null,null,null,null,null,null,null,null,null,null,null,null,34018.034800000001,34,null,18,"LH",6,"18LH 6",470,705,232,{"$f":"MIN(AP249,360/'Roof Bay Analysis'!$I$51*AR249)","v":348},15]
[34018.052600000003,34018.0789,34,null,18,"LH",7,"18LH 7",526,789,264,{"$f":"MIN(I250,360/'Roof Bay Analysis'!$I$51*K250)","v":396},17,null,null,null,null,null,null,null,null,null,null,null,null,null,null,null,null,null,null,null,null,null,34018.039599999996,34,null,18,"LH",7,"18LH 7",526,789,264,{"$f":"MIN(AP250,360/'Roof Bay Analysis'!$I$51*AR250)","v":396},17]
[34018.060400000002,34018.090600000003,34,null,18,"LH",8,"18LH 8",604,906,292,{"$f":"MIN(I251,360/'Roof Bay Analysis'!$I$51*K251)","v":438},19,null,null,null,null,null,null,null,null,null,null,null,null,null,null,null,null,null,null,null,null,null,34018.043799999999,34,null,18,"LH",8,"18LH 8",604,906,292,{"$f":"MIN(AP251,360/'Roof Bay Analysis'!$I$51*AR251)","v":438},19]
[34018.0671,34018.10065,34,null,18,"LH",9,"18LH 9",671,1006.5,316,{"$f":"MIN(I252,360/'Roof Bay Analysis'!$I$51*K252)","v":474},21,null,null,null,null,null,null,null,null,null,null,null,null,null,null,null,null,null,null,null,null,null,34018.047400000003,34,null,18,"LH",9,"18LH 9",671,1006.5,316,{"$f":"MIN(AP252,360/'Roof Bay Analysis'!$I$51*AR252)","v":474},21]
[34020.030700000003,34020.046049999997,34,"X",20,"LH",2,"20LH 2",307,460.5,174,{"$f":"MIN(I253,360/'Roof Bay Analysis'!$I$51*K253)","v":261},10,null,null,null,null,null,null,null,null,null,null,null,null,null,null,null,null,null,null,null,null,null,34020.026100000003,34,"X",20,"LH",2,"20LH 2",307,460.5,174,{"$f":"MIN(AP253,360/'Roof Bay Analysis'!$I$51*AR253)","v":261},10]
[34020.035199999998,34020.052799999998,34,null,20,"LH",3,"20LH 3",352,528,200,{"$f":"MIN(I254,360/'Roof Bay Analysis'!$I$51*K254)","v":300},11,null,null,null,null,null,null,null,null,null,null,null,null,null,null,null,null,null,null,null,null,null,34020.03,34,null,20,"LH",3,"20LH 3",352,528,200,{"$f":"MIN(AP254,360/'Roof Bay Analysis'!$I$51*AR254)","v":300},11]
[34020.039299999997,34020.058949999999,34,null,20,"LH",4,"20LH 4",393,589.5,223,{"$f":"MIN(I255,360/'Roof Bay Analysis'!$I$51*K255)","v":334.5},12,null,null,null,null,null,null,null,null,null,null,null,null,null,null,null,null,null,null,null,null,null,34020.033450000003,34,null,20,"LH",4,"20LH 4",393,589.5,223,{"$f":"MIN(AP255,360/'Roof Bay Analysis'!$I$51*AR255)","v":334.5},12]
[34020.0458,34020.068700000003,34,null,20,"LH",5,"20LH 5",458,687,258,{"$f":"MIN(I256,360/'Roof Bay Analysis'!$I$51*K256)","v":387},14,null,null,null,null,null,null,null,null,null,null,null,null,null,null,null,null,null,null,null,null,null,34020.038699999997,34,null,20,"LH",5,"20LH 5",458,687,258,{"$f":"MIN(AP256,360/'Roof Bay Analysis'!$I$51*AR256)","v":387},14]
[34020.0527,34020.07905,34,null,20,"LH",6,"20LH 6",527,790.5,292,{"$f":"MIN(I257,360/'Roof Bay Analysis'!$I$51*K257)","v":438},15,null,null,null,null,null,null,null,null,null,null,null,null,null,null,null,null,null,null,null,null,null,34020.043799999999,34,null,20,"LH",6,"20LH 6",527,790.5,292,{"$f":"MIN(AP257,360/'Roof Bay Analysis'!$I$51*AR257)","v":438},15]
[34020.059000000001,34020.088499999998,34,null,20,"LH",7,"20LH 7",590,885,331,{"$f":"MIN(I258,360/'Roof Bay Analysis'!$I$51*K258)","v":496.5},17,null,null,null,null,null,null,null,null,null,null,null,null,null,null,null,null,null,null,null,null,null,34020.049650000001,34,null,20,"LH",7,"20LH 7",590,885,331,{"$f":"MIN(AP258,360/'Roof Bay Analysis'!$I$51*AR258)","v":496.5},17]
[34020.065399999999,34020.098100000003,34,null,20,"LH",8,"20LH 8",654,981,365,{"$f":"MIN(I259,360/'Roof Bay Analysis'!$I$51*K259)","v":547.5},19,null,null,null,null,null,null,null,null,null,null,null,null,null,null,null,null,null,null,null,null,null,34020.054750000003,34,null,20,"LH",8,"20LH 8",654,981,365,{"$f":"MIN(AP259,360/'Roof Bay Analysis'!$I$51*AR259)","v":547.5},19]
[{"$f":"C260*1000+E260+I260/10000","v":34020.075499999999},{"$f":"C260*1000+E260+J260/10000","v":34020.113250000002},34,null,20,"LH",9,"20LH 9",755,{"$f":"1.5*I260","v":1132.5},399,{"$f":"MIN(I260,360/'Roof Bay Analysis'!$I$51*K260)","v":598.5},21,null,null,null,null,null,null,null,null,null,null,null,null,null,null,null,null,null,null,null,null,null,{"$f":"AJ260*1000+AL260+AS260/10000","v":34020.059849999998},34,null,20,"LH",9,"20LH 9",755,{"$f":"1.5*AP260","v":1132.5},399,{"$f":"MIN(AP260,360/'Roof Bay Analysis'!$I$51*AR260)","v":598.5},21]
[34020.081400000003,34020.122100000001,34,null,{"$f":"VALUE(LEFT(H261,2))","v":20},{"$f":"MID(H261,3,LEN(H261)-4)","v":"LH"},{"$f":"VALUE(RIGHT(H261,2))","v":10},"20LH10",814,1221,448,{"$f":"MIN(I261,360/'Roof Bay Analysis'!$I$51*K261)","v":672},23,null,null,null,null,null,null,null,null,null,null,null,null,null,null,null,null,null,null,null,null,null,34020.067199999998,34,null,{"$f":"VALUE(LEFT(AO261,2))","v":20},{"$f":"MID(AO261,3,LEN(AO261)-4)","v":"LH"},{"$f":"VALUE(RIGHT(AO261,2))","v":10},"20LH10",814,1221,448,{"$f":"MIN(AP261,360/'Roof Bay Analysis'!$I$51*AR261)","v":672},23]
[34024.034200000002,34024.051299999999,34,null,24,"LH",3,"24LH 3",342,513,235,{"$f":"MIN(I262,360/'Roof Bay Analysis'!$I$51*K262)","v":342},11,null,null,null,null,null,null,null,null,null,null,null,null,null,null,null,null,null,null,null,null,null,34024.034200000002,34,null,24,"LH",3,"24LH 3",342,513,235,{"$f":"MIN(AP262,360/'Roof Bay Analysis'!$I$51*AR262)","v":342},11]
[34024.041899999997,34024.062850000002,34,null,24,"LH",4,"24LH 4",419,628.5,288,{"$f":"MIN(I263,360/'Roof Bay Analysis'!$I$51*K263)","v":419},12,null,null,null,null,null,null,null,null,null,null,null,null,null,null,null,null,null,null,null,null,null,34024.041899999997,34,null,24,"LH",4,"24LH 4",419,628.5,288,{"$f":"MIN(AP263,360/'Roof Bay Analysis'!$I$51*AR263)","v":419},12]
[34024.044900000001,34024.067349999998,34,null,24,"LH",5,"24LH 5",449,673.5,308,{"$f":"MIN(I264,360/'Roof Bay Analysis'!$I$51*K264)","v":449},13,null,null,null,null,null,null,null,null,null,null,null,null,null,null,null,null,null,null,null,null,null,34024.044900000001,34,null,24,"LH",5,"24LH 5",449,673.5,308,{"$f":"MIN(AP264,360/'Roof Bay Analysis'!$I$51*AR264)","v":449},13]
[34024.060400000002,34024.090600000003,34,null,24,"LH",6,"24LH 6",604,906,411,{"$f":"MIN(I265,360/'Roof Bay Analysis'!$I$51*K265)","v":604},16,null,null,null,null,null,null,null,null,null,null,null,null,null,null,null,null,null,null,null,null,null,34024.060400000002,34,null,24,"LH",6,"24LH 6",604,906,411,{"$f":"MIN(AP265,360/'Roof Bay Analysis'!$I$51*AR265)","v":604},16]
[34024.066500000001,34024.099750000001,34,null,24,"LH",7,"24LH 7",665,997.5,452,{"$f":"MIN(I266,360/'Roof Bay Analysis'!$I$51*K266)","v":665},17,null,null,null,null,null,null,null,null,null,null,null,null,null,null,null,null,null,null,null,null,null,34024.066500000001,34,null,24,"LH",7,"24LH 7",665,997.5,452,{"$f":"MIN(AP266,360/'Roof Bay Analysis'!$I$51*AR266)","v":665},17]
[34024.070699999997,34024.106050000002,34,null,24,"LH",8,"24LH 8",707,1060.5,480,{"$f":"MIN(I267,360/'Roof Bay Analysis'!$I$51*K267)","v":707},18,null,null,null,null,null,null,null,null,null,null,null,null,null,null,null,null,null,null,null,null,null,34024.070699999997,34,null,24,"LH",8,"24LH 8",707,1060.5,480,{"$f":"MIN(AP267,360/'Roof Bay Analysis'!$I$51*AR267)","v":707},18]
[34024.083200000001,34024.124799999998,34,null,24,"LH",9,"24LH 9",832,1248,562,{"$f":"MIN(I268,360/'Roof Bay Analysis'!$I$51*K268)","v":832},21,null,null,null,null,null,null,null,null,null,null,null,null,null,null,null,null,null,null,null,null,null,34024.083200000001,34,null,24,"LH",9,"24LH 9",832,1248,562,{"$f":"MIN(AP268,360/'Roof Bay Analysis'!$I$51*AR268)","v":832},21]
[34024.088199999998,34024.132299999997,34,null,24,"LH",10,"24LH10",882,1323,596,{"$f":"MIN(I269,360/'Roof Bay Analysis'!$I$51*K269)","v":882},23,null,null,null,null,null,null,null,null,null,null,null,null,null,null,null,null,null,null,null,null,null,34024.088199999998,34,null,24,"LH",10,"24LH10",882,1323,596,{"$f":"MIN(AP269,360/'Roof Bay Analysis'!$I$51*AR269)","v":882},23]
[34024.092700000001,34024.139049999998,34,null,24,"LH",11,"24LH11",927,1390.5,624,{"$f":"MIN(I270,360/'Roof Bay Analysis'!$I$51*K270)","v":927},25,null,null,null,null,null,null,null,null,null,null,null,null,null,null,null,null,null,null,null,null,null,34024.092700000001,34,null,24,"LH",11,"24LH11",927,1390.5,624,{"$f":"MIN(AP270,360/'Roof Bay Analysis'!$I$51*AR270)","v":927},25]
[34028.041584158418,34028.062376237627,34,null,28,"LH",5,"28LH 5",415.84158415841586,623.76237623762381,335.44505440643076,{"$f":"MIN(I271,360/'Roof Bay Analysis'!$I$51*K271)","v":415.84158415841586},13,null,null,null,null,null,null,null,null,null,null,null,null,null,null,null,null,null,null,null,null,null,34028.041584158418,34,null,28,"LH",5,"28LH 5",415.84158415841586,623.76237623762381,335.44505440643076,{"$f":"MIN(AP271,360/'Roof Bay Analysis'!$I$51*AR271)","v":415.84158415841586},13]
[34028.055247524753,34028.08287128713,34,null,28,"LH",6,"28LH 6",552.47524752475249,828.71287128712879,442.66493481031273,{"$f":"MIN(I272,360/'Roof Bay Analysis'!$I$51*K272)","v":552.47524752475249},16,null,null,null,null,null,null,null,null,null,null,null,null,null,null,null,null,null,null,null,null,null,34028.055247524753,34,null,28,"LH",6,"28LH 6",552.47524752475249,828.71287128712879,442.66493481031273,{"$f":"MIN(AP272,360/'Roof Bay Analysis'!$I$51*AR272)","v":552.47524752475249},16]
[34028.062376237627,34028.093564356437,34,null,28,"LH",7,"28LH 7",623.76237623762381,935.64356435643572,499.33830016665036,{"$f":"MIN(I273,360/'Roof Bay Analysis'!$I$51*K273)","v":623.76237623762381},17,null,null,null,null,null,null,null,null,null,null,null,null,null,null,null,null,null,null,null,null,null,34028.062376237627,34,null,28,"LH",7,"28LH 7",623.76237623762381,935.64356435643572,499.33830016665036,{"$f":"MIN(AP273,360/'Roof Bay Analysis'!$I$51*AR273)","v":623.76237623762381},17]
[34028.066831683165,34028.100247524751,34,null,28,"LH",8,"28LH 8",668.31683168316829,1002.4752475247524,533.03597686501325,{"$f":"MIN(I274,360/'Roof Bay Analysis'!$I$51*K274)","v":668.31683168316829},18,null,null,null,null,null,null,null,null,null,null,null,null,null,null,null,null,null,null,null,null,null,34028.066831683165,34,null,28,"LH",8,"28LH 8",668.31683168316829,1002.4752475247524,533.03597686501325,{"$f":"MIN(AP274,360/'Roof Bay Analysis'!$I$51*AR274)","v":668.31683168316829},18]
[34028.082277227724,34028.123415841583,34,null,28,"LH",9,"28LH 9",822.77227722772273,1234.158415841584,655.5729830408784,{"$f":"MIN(I275,360/'Roof Bay Analysis'!$I$51*K275)","v":822.77227722772273},21,null,null,null,null,null,null,null,null,null,null,null,null,null,null,null,null,null,null,null,null,null,34028.082277227724,34,null,28,"LH",9,"28LH 9",822.77227722772273,1234.158415841584,655.5729830408784,{"$f":"MIN(AP275,360/'Roof Bay Analysis'!$I$51*AR275)","v":822.77227722772273},21]
[34028.089999999997,34028.135000000002,34,null,28,"LH",10,"28LH10",900,1350,713.7780609744143,{"$f":"MIN(I276,360/'Roof Bay Analysis'!$I$51*K276)","v":900},23,null,null,null,null,null,null,null,null,null,null,null,null,null,null,null,null,null,null,null,null,null,34028.089999999997,34,null,28,"LH",10,"28LH10",900,1350,713.7780609744143,{"$f":"MIN(AP276,360/'Roof Bay Analysis'!$I$51*AR276)","v":900},23]
[34028.096534653465,34028.144801980197,34,null,28,"LH",11,"28LH11",965.34653465346537,1448.0198019801981,762.79286344476031,{"$f":"MIN(I277,360/'Roof Bay Analysis'!$I$51*K277)","v":965.34653465346537},25,null,null,null,null,null,null,null,null,null,null,null,null,null,null,null,null,null,null,null,null,null,34028.096534653465,34,null,28,"LH",11,"28LH11",965.34653465346537,1448.0198019801981,762.79286344476031,{"$f":"MIN(AP277,360/'Roof Bay Analysis'!$I$51*AR277)","v":965.34653465346537},25]
[34028.106039603961,34028.159059405938,34,null,28,"LH",12,"28LH12",1060.3960396039604,1590.5940594059407,834.78335457308106,{"$f":"MIN(I278,360/'Roof Bay Analysis'!$I$51*K278)","v":1060.3960396039604},27,null,null,null,null,null,null,null,null,null,null,null,null,null,null,null,null,null,null,null,null,null,34028.106039603961,34,null,28,"LH",12,"28LH12",1060.3960396039604,1590.5940594059407,834.78335457308106,{"$f":"MIN(AP278,360/'Roof Bay Analysis'!$I$51*AR278)","v":1060.3960396039604},27]
[34028.110495049506,34028.16574257426,34,null,28,"LH",13,"28LH13",1104.950495049505,1657.4257425742576,871.54445642584062,{"$f":"MIN(I279,360/'Roof Bay Analysis'!$I$51*K279)","v":1104.950495049505},30,null,null,null,null,null,null,null,null,null,null,null,null,null,null,null,null,null,null,null,null,null,34028.110495049506,34,null,28,"LH",13,"28LH13",1104.950495049505,1657.4257425742576,871.54445642584062,{"$f":"MIN(AP279,360/'Roof Bay Analysis'!$I$51*AR279)","v":1104.950495049505},30]
[35018.027300000002,35018.040950000002,35,"X",18,"LH",2,"18LH 2",273,409.5,135,{"$f":"MIN(I280,360/'Roof Bay Analysis'!$I$51*K280)","v":202.5},10,null,null,null,null,null,null,null,null,null,null,null,null,null,null,null,null,null,null,null,null,null,35018.020250000001,35,"X",18,"LH",2,"18LH 2",273,409.5,135,{"$f":"MIN(AP280,360/'Roof Bay Analysis'!$I$51*AR280)","v":202.5},10]
[35018.029900000001,35018.044849999998,35,null,18,"LH",3,"18LH 3",299,448.5,148,{"$f":"MIN(I281,360/'Roof Bay Analysis'!$I$51*K281)","v":222},11,null,null,null,null,null,null,null,null,null,null,null,null,null,null,null,null,null,null,null,null,null,35018.022199999999,35,null,18,"LH",3,"18LH 3",299,448.5,148,{"$f":"MIN(AP281,360/'Roof Bay Analysis'!$I$51*AR281)","v":222},11]
[35018.034399999997,35018.051599999999,35,null,18,"LH",4,"18LH 4",344,516,167,{"$f":"MIN(I282,360/'Roof Bay Analysis'!$I$51*K282)","v":250.5},12,null,null,null,null,null,null,null,null,null,null,null,null,null,null,null,null,null,null,null,null,null,35018.025049999997,35,null,18,"LH",4,"18LH 4",344,516,167,{"$f":"MIN(AP282,360/'Roof Bay Analysis'!$I$51*AR282)","v":250.5},12]
[35018.039700000001,35018.059549999998,35,null,18,"LH",5,"18LH 5",397,595.5,195,{"$f":"MIN(I283,360/'Roof Bay Analysis'!$I$51*K283)","v":292.5},15,null,null,null,null,null,null,null,null,null,null,null,null,null,null,null,null,null,null,null,null,null,35018.02925,35,null,18,"LH",5,"18LH 5",397,595.5,195,{"$f":"MIN(AP283,360/'Roof Bay Analysis'!$I$51*AR283)","v":292.5},15]
[35018.044300000001,35018.066449999998,35,null,18,"LH",6,"18LH 6",443,664.5,212,{"$f":"MIN(I284,360/'Roof Bay Analysis'!$I$51*K284)","v":318},15,null,null,null,null,null,null,null,null,null,null,null,null,null,null,null,null,null,null,null,null,null,35018.031799999997,35,null,18,"LH",6,"18LH 6",443,664.5,212,{"$f":"MIN(AP284,360/'Roof Bay Analysis'!$I$51*AR284)","v":318},15]
[35018.049599999998,35018.074399999998,35,null,18,"LH",7,"18LH 7",496,744,241,{"$f":"MIN(I285,360/'Roof Bay Analysis'!$I$51*K285)","v":361.5},17,null,null,null,null,null,null,null,null,null,null,null,null,null,null,null,null,null,null,null,null,null,35018.03615,35,null,18,"LH",7,"18LH 7",496,744,241,{"$f":"MIN(AP285,360/'Roof Bay Analysis'!$I$51*AR285)","v":361.5},17]
[35018.057099999998,35018.085650000001,35,null,18,"LH",8,"18LH 8",571,856.5,267,{"$f":"MIN(I286,360/'Roof Bay Analysis'!$I$51*K286)","v":400.5},19,null,null,null,null,null,null,null,null,null,null,null,null,null,null,null,null,null,null,null,null,null,35018.040050000003,35,null,18,"LH",8,"18LH 8",571,856.5,267,{"$f":"MIN(AP286,360/'Roof Bay Analysis'!$I$51*AR286)","v":400.5},19]
[35018.063300000002,35018.094949999999,35,null,18,"LH",9,"18LH 9",633,949.5,289,{"$f":"MIN(I287,360/'Roof Bay Analysis'!$I$51*K287)","v":433.5},21,null,null,null,null,null,null,null,null,null,null,null,null,null,null,null,null,null,null,null,null,null,35018.04335,35,null,18,"LH",9,"18LH 9",633,949.5,289,{"$f":"MIN(AP287,360/'Roof Bay Analysis'!$I$51*AR287)","v":433.5},21]
[35020.0291,35020.04365,35,"X",20,"LH",2,"20LH 2",291,436.5,160,{"$f":"MIN(I288,360/'Roof Bay Analysis'!$I$51*K288)","v":240},10,null,null,null,null,null,null,null,null,null,null,null,null,null,null,null,null,null,null,null,null,null,35020.023999999998,35,"X",20,"LH",2,"20LH 2",291,436.5,160,{"$f":"MIN(AP288,360/'Roof Bay Analysis'!$I$51*AR288)","v":240},10]
[35020.033300000003,35020.049950000001,35,null,20,"LH",3,"20LH 3",333,499.5,184,{"$f":"MIN(I289,360/'Roof Bay Analysis'!$I$51*K289)","v":276},11,null,null,null,null,null,null,null,null,null,null,null,null,null,null,null,null,null,null,null,null,null,35020.027600000001,35,null,20,"LH",3,"20LH 3",333,499.5,184,{"$f":"MIN(AP289,360/'Roof Bay Analysis'!$I$51*AR289)","v":276},11]
[35020.037199999999,35020.055800000002,35,null,20,"LH",4,"20LH 4",372,558,205,{"$f":"MIN(I290,360/'Roof Bay Analysis'!$I$51*K290)","v":307.5},12,null,null,null,null,null,null,null,null,null,null,null,null,null,null,null,null,null,null,null,null,null,35020.030749999998,35,null,20,"LH",4,"20LH 4",372,558,205,{"$f":"MIN(AP290,360/'Roof Bay Analysis'!$I$51*AR290)","v":307.5},12]
[35020.043400000002,35020.0651,35,null,20,"LH",5,"20LH 5",434,651,238,{"$f":"MIN(I291,360/'Roof Bay Analysis'!$I$51*K291)","v":357},14,null,null,null,null,null,null,null,null,null,null,null,null,null,null,null,null,null,null,null,null,null,35020.0357,35,null,20,"LH",5,"20LH 5",434,651,238,{"$f":"MIN(AP291,360/'Roof Bay Analysis'!$I$51*AR291)","v":357},14]
[35020.049700000003,35020.074549999998,35,null,20,"LH",6,"20LH 6",497,745.5,267,{"$f":"MIN(I292,360/'Roof Bay Analysis'!$I$51*K292)","v":400.5},15,null,null,null,null,null,null,null,null,null,null,null,null,null,null,null,null,null,null,null,null,null,35020.040050000003,35,null,20,"LH",6,"20LH 6",497,745.5,267,{"$f":"MIN(AP292,360/'Roof Bay Analysis'!$I$51*AR292)","v":400.5},15]
[35020.0556,35020.083400000003,35,null,20,"LH",7,"20LH 7",556,834,303,{"$f":"MIN(I293,360/'Roof Bay Analysis'!$I$51*K293)","v":454.5},17,null,null,null,null,null,null,null,null,null,null,null,null,null,null,null,null,null,null,null,null,null,35020.045449999998,35,null,20,"LH",7,"20LH 7",556,834,303,{"$f":"MIN(AP293,360/'Roof Bay Analysis'!$I$51*AR293)","v":454.5},17]
[35020.062100000003,35020.093150000001,35,null,20,"LH",8,"20LH 8",621,931.5,336,{"$f":"MIN(I294,360/'Roof Bay Analysis'!$I$51*K294)","v":504},19,null,null,null,null,null,null,null,null,null,null,null,null,null,null,null,null,null,null,null,null,null,35020.0504,35,null,20,"LH",8,"20LH 8",621,931.5,336,{"$f":"MIN(AP294,360/'Roof Bay Analysis'!$I$51*AR294)","v":504},19]
[35020.071199999998,35020.106800000001,35,null,20,"LH",9,"20LH 9",712,1068,366,{"$f":"MIN(I295,360/'Roof Bay Analysis'!$I$51*K295)","v":549},21,null,null,null,null,null,null,null,null,null,null,null,null,null,null,null,null,null,null,null,null,null,35020.054900000003,35,null,20,"LH",9,"20LH 9",712,1068,366,{"$f":"MIN(AP295,360/'Roof Bay Analysis'!$I$51*AR295)","v":549},21]
[35020.079100000003,35020.118649999997,35,null,20,"LH",10,"20LH10",791,1186.5,411,{"$f":"MIN(I296,360/'Roof Bay Analysis'!$I$51*K296)","v":616.5},23,null,null,null,null,null,null,null,null,null,null,null,null,null,null,null,null,null,null,null,null,null,35020.061650000003,35,null,20,"LH",10,"20LH10",791,1186.5,411,{"$f":"MIN(AP296,360/'Roof Bay Analysis'!$I$51*AR296)","v":616.5},23]
[35024.033900000002,35024.05085,35,"X",24,"LH",3,"24LH 3",339,508.5,226,{"$f":"MIN(I297,360/'Roof Bay Analysis'!$I$51*K297)","v":339},11,null,null,null,null,null,null,null,null,null,null,null,null,null,null,null,null,null,null,null,null,null,35024.033900000002,35,"X",24,"LH",3,"24LH 3",339,508.5,226,{"$f":"MIN(AP297,360/'Roof Bay Analysis'!$I$51*AR297)","v":339},11]
[35024.039799999999,35024.059699999998,35,null,24,"LH",4,"24LH 4",398,597,265,{"$f":"MIN(I298,360/'Roof Bay Analysis'!$I$51*K298)","v":397.5},12,null,null,null,null,null,null,null,null,null,null,null,null,null,null,null,null,null,null,null,null,null,35024.039750000004,35,null,24,"LH",4,"24LH 4",398,597,265,{"$f":"MIN(AP298,360/'Roof Bay Analysis'!$I$51*AR298)","v":397.5},12]
[35024.044600000001,35024.066899999998,35,null,24,"LH",5,"24LH 5",446,669,297,{"$f":"MIN(I299,360/'Roof Bay Analysis'!$I$51*K299)","v":445.5},13,null,null,null,null,null,null,null,null,null,null,null,null,null,null,null,null,null,null,null,null,null,35024.044549999999,35,null,24,"LH",5,"24LH 5",446,669,297,{"$f":"MIN(AP299,360/'Roof Bay Analysis'!$I$51*AR299)","v":445.5},13]
[35024.0579,35024.08685,35,null,24,"LH",6,"24LH 6",579,868.5,382,{"$f":"MIN(I300,360/'Roof Bay Analysis'!$I$51*K300)","v":573},16,null,null,null,null,null,null,null,null,null,null,null,null,null,null,null,null,null,null,null,null,null,35024.0573,35,null,24,"LH",6,"24LH 6",579,868.5,382,{"$f":"MIN(AP300,360/'Roof Bay Analysis'!$I$51*AR300)","v":573},16]
[35024.063800000004,35024.095699999998,35,null,24,"LH",7,"24LH 7",638,957,421,{"$f":"MIN(I301,360/'Roof Bay Analysis'!$I$51*K301)","v":631.5},17,null,null,null,null,null,null,null,null,null,null,null,null,null,null,null,null,null,null,null,null,null,35024.063150000002,35,null,24,"LH",7,"24LH 7",638,957,421,{"$f":"MIN(AP301,360/'Roof Bay Analysis'!$I$51*AR301)","v":631.5},17]
[35024.0677,35024.101549999999,35,null,24,"LH",8,"24LH 8",677,1015.5,447,{"$f":"MIN(I302,360/'Roof Bay Analysis'!$I$51*K302)","v":670.5},18,null,null,null,null,null,null,null,null,null,null,null,null,null,null,null,null,null,null,null,null,null,35024.067049999998,35,null,24,"LH",8,"24LH 8",677,1015.5,447,{"$f":"MIN(AP302,360/'Roof Bay Analysis'!$I$51*AR302)","v":670.5},18]
[35024.080800000003,35024.121200000001,35,null,24,"LH",9,"24LH 9",808,1212,530,{"$f":"MIN(I303,360/'Roof Bay Analysis'!$I$51*K303)","v":795},21,null,null,null,null,null,null,null,null,null,null,null,null,null,null,null,null,null,null,null,null,null,35024.0795,35,null,24,"LH",9,"24LH 9",808,1212,530,{"$f":"MIN(AP303,360/'Roof Bay Analysis'!$I$51*AR303)","v":795},21]
[35024.085599999999,35024.128400000001,35,null,24,"LH",10,"24LH10",856,1284,559,{"$f":"MIN(I304,360/'Roof Bay Analysis'!$I$51*K304)","v":838.5},23,null,null,null,null,null,null,null,null,null,null,null,null,null,null,null,null,null,null,null,null,null,35024.083850000003,35,null,24,"LH",10,"24LH10",856,1284,559,{"$f":"MIN(AP304,360/'Roof Bay Analysis'!$I$51*AR304)","v":838.5},23]
[35024.089999999997,35024.135000000002,35,null,24,"LH",11,"24LH11",900,1350,588,{"$f":"MIN(I305,360/'Roof Bay Analysis'!$I$51*K305)","v":882},25,null,null,null,null,null,null,null,null,null,null,null,null,null,null,null,null,null,null,null,null,null,35024.088199999998,35,null,24,"LH",11,"24LH11",900,1350,588,{"$f":"MIN(AP305,360/'Roof Bay Analysis'!$I$51*AR305)","v":882},25]
[35028.040384615386,35028.060576923075,35,null,28,"LH",5,"28LH 5",403.84615384615387,605.76923076923083,316.37157914201185,{"$f":"MIN(I306,360/'Roof Bay Analysis'!$I$51*K306)","v":403.84615384615387},13,null,null,null,null,null,null,null,null,null,null,null,null,null,null,null,null,null,null,null,null,null,35028.040384615386,35,null,28,"LH",5,"28LH 5",403.84615384615387,605.76923076923083,316.37157914201185,{"$f":"MIN(AP306,360/'Roof Bay Analysis'!$I$51*AR306)","v":403.84615384615387},13]
[35028.053653846153,35028.080480769233,35,null,28,"LH",6,"28LH 6",536.53846153846155,804.80769230769238,417.49491494082838,{"$f":"MIN(I307,360/'Roof Bay Analysis'!$I$51*K307)","v":536.53846153846155},16,null,null,null,null,null,null,null,null,null,null,null,null,null,null,null,null,null,null,null,null,null,35028.053653846153,35,null,28,"LH",6,"28LH 6",536.53846153846155,804.80769230769238,417.49491494082838,{"$f":"MIN(AP307,360/'Roof Bay Analysis'!$I$51*AR307)","v":536.53846153846155},16]
[35028.060576923075,35028.090865384613,35,null,28,"LH",7,"28LH 7",605.76923076923072,908.65384615384608,470.94582100591714,{"$f":"MIN(I308,360/'Roof Bay Analysis'!$I$51*K308)","v":605.76923076923072},17,null,null,null,null,null,null,null,null,null,null,null,null,null,null,null,null,null,null,null,null,null,35028.060576923075,35,null,28,"LH",7,"28LH 7",605.76923076923072,908.65384615384608,470.94582100591714,{"$f":"MIN(AP308,360/'Roof Bay Analysis'!$I$51*AR308)","v":605.76923076923072},17]
[35028.064903846156,35028.097355769234,35,null,28,"LH",8,"28LH 8",649.03846153846155,973.55769230769238,502.72744082840239,{"$f":"MIN(I309,360/'Roof Bay Analysis'!$I$51*K309)","v":649.03846153846155},18,null,null,null,null,null,null,null,null,null,null,null,null,null,null,null,null,null,null,null,null,null,35028.064903846156,35,null,28,"LH",8,"28LH 8",649.03846153846155,973.55769230769238,502.72744082840239,{"$f":"MIN(AP309,360/'Roof Bay Analysis'!$I$51*AR309)","v":649.03846153846155},18]
[35028.079903846156,35028.119855769233,35,null,28,"LH",9,"28LH 9",799.03846153846155,1198.5576923076924,618.29696745562126,{"$f":"MIN(I310,360/'Roof Bay Analysis'!$I$51*K310)","v":799.03846153846155},21,null,null,null,null,null,null,null,null,null,null,null,null,null,null,null,null,null,null,null,null,null,35028.079903846156,35,null,28,"LH",9,"28LH 9",799.03846153846155,1198.5576923076924,618.29696745562126,{"$f":"MIN(AP310,360/'Roof Bay Analysis'!$I$51*AR310)","v":799.03846153846155},21]
[35028.087403846155,35028.131105769229,35,null,28,"LH",10,"28LH10",874.03846153846155,1311.0576923076924,673.19249260355025,{"$f":"MIN(I311,360/'Roof Bay Analysis'!$I$51*K311)","v":874.03846153846155},23,null,null,null,null,null,null,null,null,null,null,null,null,null,null,null,null,null,null,null,null,null,35028.087403846155,35,null,28,"LH",10,"28LH10",874.03846153846155,1311.0576923076924,673.19249260355025,{"$f":"MIN(AP311,360/'Roof Bay Analysis'!$I$51*AR311)","v":874.03846153846155},23]
[35028.09375,35028.140625,35,null,28,"LH",11,"28LH11",937.5,1406.25,719.42030325443784,{"$f":"MIN(I312,360/'Roof Bay Analysis'!$I$51*K312)","v":937.5},25,null,null,null,null,null,null,null,null,null,null,null,null,null,null,null,null,null,null,null,null,null,35028.09375,35,null,28,"LH",11,"28LH11",937.5,1406.25,719.42030325443784,{"$f":"MIN(AP312,360/'Roof Bay Analysis'!$I$51*AR312)","v":937.5},25]
[35028.102980769232,35028.154471153844,35,null,28,"LH",12,"28LH12",1029.8076923076924,1544.7115384615386,787.31740014792899,{"$f":"MIN(I313,360/'Roof Bay Analysis'!$I$51*K313)","v":1029.8076923076924},27,null,null,null,null,null,null,null,null,null,null,null,null,null,null,null,null,null,null,null,null,null,35028.102980769232,35,null,28,"LH",12,"28LH12",1029.8076923076924,1544.7115384615386,787.31740014792899,{"$f":"MIN(AP313,360/'Roof Bay Analysis'!$I$51*AR313)","v":1029.8076923076924},27]
[35028.107307692306,35028.160961538459,35,null,28,"LH",13,"28LH13",1073.0769230769231,1609.6153846153848,821.98825813609471,{"$f":"MIN(I314,360/'Roof Bay Analysis'!$I$51*K314)","v":1073.0769230769231},30,null,null,null,null,null,null,null,null,null,null,null,null,null,null,null,null,null,null,null,null,null,35028.107307692306,35,null,28,"LH",13,"28LH13",1073.0769230769231,1609.6153846153848,821.98825813609471,{"$f":"MIN(AP314,360/'Roof Bay Analysis'!$I$51*AR314)","v":1073.0769230769231},30]
[36018.025900000001,36018.038849999997,36,"X",18,"LH",2,"18LH 2",259,388.5,124,{"$f":"MIN(I315,360/'Roof Bay Analysis'!$I$51*K315)","v":186},10,null,null,null,null,null,null,null,null,null,null,null,null,null,null,null,null,null,null,null,null,null,36018.018600000003,36,"X",18,"LH",2,"18LH 2",259,388.5,124,{"$f":"MIN(AP315,360/'Roof Bay Analysis'!$I$51*AR315)","v":186},10]
[36018.028299999998,36018.042450000001,36,null,18,"LH",3,"18LH 3",283,424.5,136,{"$f":"MIN(I316,360/'Roof Bay Analysis'!$I$51*K316)","v":204},11,null,null,null,null,null,null,null,null,null,null,null,null,null,null,null,null,null,null,null,null,null,36018.020400000001,36,null,18,"LH",3,"18LH 3",283,424.5,136,{"$f":"MIN(AP316,360/'Roof Bay Analysis'!$I$51*AR316)","v":204},11]
[36018.032500000001,36018.048750000002,36,null,18,"LH",4,"18LH 4",325,487.5,153,{"$f":"MIN(I317,360/'Roof Bay Analysis'!$I$51*K317)","v":229.5},12,null,null,null,null,null,null,null,null,null,null,null,null,null,null,null,null,null,null,null,null,null,36018.022949999999,36,null,18,"LH",4,"18LH 4",325,487.5,153,{"$f":"MIN(AP317,360/'Roof Bay Analysis'!$I$51*AR317)","v":229.5},12]
[36018.037499999999,36018.056250000001,36,null,18,"LH",5,"18LH 5",375,562.5,179,{"$f":"MIN(I318,360/'Roof Bay Analysis'!$I$51*K318)","v":268.5},15,null,null,null,null,null,null,null,null,null,null,null,null,null,null,null,null,null,null,null,null,null,36018.026850000002,36,null,18,"LH",5,"18LH 5",375,562.5,179,{"$f":"MIN(AP318,360/'Roof Bay Analysis'!$I$51*AR318)","v":268.5},15]
[36018.041799999999,36018.062700000002,36,null,18,"LH",6,"18LH 6",418,627,195,{"$f":"MIN(I319,360/'Roof Bay Analysis'!$I$51*K319)","v":292.5},15,null,null,null,null,null,null,null,null,null,null,null,null,null,null,null,null,null,null,null,null,null,36018.02925,36,null,18,"LH",6,"18LH 6",418,627,195,{"$f":"MIN(AP319,360/'Roof Bay Analysis'!$I$51*AR319)","v":292.5},15]
[36018.046900000001,36018.070350000002,36,null,18,"LH",7,"18LH 7",469,703.5,222,{"$f":"MIN(I320,360/'Roof Bay Analysis'!$I$51*K320)","v":333},17,null,null,null,null,null,null,null,null,null,null,null,null,null,null,null,null,null,null,null,null,null,36018.033300000003,36,null,18,"LH",7,"18LH 7",469,703.5,222,{"$f":"MIN(AP320,360/'Roof Bay Analysis'!$I$51*AR320)","v":333},17]
[36018.053999999996,36018.080999999998,36,null,18,"LH",8,"18LH 8",540,810,246,{"$f":"MIN(I321,360/'Roof Bay Analysis'!$I$51*K321)","v":369},19,null,null,null,null,null,null,null,null,null,null,null,null,null,null,null,null,null,null,null,null,null,36018.036899999999,36,null,18,"LH",8,"18LH 8",540,810,246,{"$f":"MIN(AP321,360/'Roof Bay Analysis'!$I$51*AR321)","v":369},19]
[36018.059800000003,36018.089699999997,36,null,18,"LH",9,"18LH 9",598,897,266,{"$f":"MIN(I322,360/'Roof Bay Analysis'!$I$51*K322)","v":399},21,null,null,null,null,null,null,null,null,null,null,null,null,null,null,null,null,null,null,null,null,null,36018.039900000003,36,null,18,"LH",9,"18LH 9",598,897,266,{"$f":"MIN(AP322,360/'Roof Bay Analysis'!$I$51*AR322)","v":399},21]
[36020.027499999997,36020.041250000002,36,"X",20,"LH",2,"20LH 2",275,412.5,147,{"$f":"MIN(I323,360/'Roof Bay Analysis'!$I$51*K323)","v":220.5},10,null,null,null,null,null,null,null,null,null,null,null,null,null,null,null,null,null,null,null,null,null,36020.02205,36,"X",20,"LH",2,"20LH 2",275,412.5,147,{"$f":"MIN(AP323,360/'Roof Bay Analysis'!$I$51*AR323)","v":220.5},10]
[{"$f":"C324*1000+E324+I324/10000","v":36020.031600000002},{"$f":"C324*1000+E324+J324/10000","v":36020.047400000003},36,null,20,"LH",3,"20LH 3",316,{"$f":"1.5*I324","v":474},169,{"$f":"MIN(I324,360/'Roof Bay Analysis'!$I$51*K324)","v":253.5},11,null,null,null,null,null,null,null,null,null,null,null,null,null,null,null,null,null,null,null,null,null,{"$f":"AJ324*1000+AL324+AS324/10000","v":36020.025350000004},36,null,20,"LH",3,"20LH 3",316,{"$f":"1.5*AP324","v":474},169,{"$f":"MIN(AP324,360/'Roof Bay Analysis'!$I$51*AR324)","v":253.5},11]
[36020.035300000003,36020.052949999998,36,null,{"$f":"VALUE(LEFT(H325,2))","v":20},{"$f":"MID(H325,3,LEN(H325)-4)","v":"LH"},{"$f":"VALUE(RIGHT(H325,2))","v":4},"20LH 4",353,529.5,189,{"$f":"MIN(I325,360/'Roof Bay Analysis'!$I$51*K325)","v":283.5},12,null,null,null,null,null,null,null,null,null,null,null,null,null,null,null,null,null,null,null,null,null,36020.028350000001,36,null,{"$f":"VALUE(LEFT(AO325,2))","v":20},{"$f":"MID(AO325,3,LEN(AO325)-4)","v":"LH"},{"$f":"VALUE(RIGHT(AO325,2))","v":4},"20LH 4",353,529.5,189,{"$f":"MIN(AP325,360/'Roof Bay Analysis'!$I$51*AR325)","v":283.5},12]
[36020.041100000002,36020.061650000003,36,null,20,"LH",5,"20LH 5",411,616.5,219,{"$f":"MIN(I326,360/'Roof Bay Analysis'!$I$51*K326)","v":328.5},14,null,null,null,null,null,null,null,null,null,null,null,null,null,null,null,null,null,null,null,null,null,36020.032850000003,36,null,20,"LH",5,"20LH 5",411,616.5,219,{"$f":"MIN(AP326,360/'Roof Bay Analysis'!$I$51*AR326)","v":328.5},14]
[36020.046900000001,36020.070350000002,36,null,20,"LH",6,"20LH 6",469,703.5,246,{"$f":"MIN(I327,360/'Roof Bay Analysis'!$I$51*K327)","v":369},15,null,null,null,null,null,null,null,null,null,null,null,null,null,null,null,null,null,null,null,null,null,36020.036899999999,36,null,20,"LH",6,"20LH 6",469,703.5,246,{"$f":"MIN(AP327,360/'Roof Bay Analysis'!$I$51*AR327)","v":369},15]
[36020.052600000003,36020.0789,36,null,20,"LH",7,"20LH 7",526,789,278,{"$f":"MIN(I328,360/'Roof Bay Analysis'!$I$51*K328)","v":417},17,null,null,null,null,null,null,null,null,null,null,null,null,null,null,null,null,null,null,null,null,null,36020.041700000002,36,null,20,"LH",7,"20LH 7",526,789,278,{"$f":"MIN(AP328,360/'Roof Bay Analysis'!$I$51*AR328)","v":417},17]
[36020.058799999999,36020.088199999998,36,null,20,"LH",8,"20LH 8",588,882,309,{"$f":"MIN(I329,360/'Roof Bay Analysis'!$I$51*K329)","v":463.5},19,null,null,null,null,null,null,null,null,null,null,null,null,null,null,null,null,null,null,null,null,null,36020.046349999997,36,null,20,"LH",8,"20LH 8",588,882,309,{"$f":"MIN(AP329,360/'Roof Bay Analysis'!$I$51*AR329)","v":463.5},19]
[36020.067300000002,36020.10095,36,null,20,"LH",9,"20LH 9",673,1009.5,336,{"$f":"MIN(I330,360/'Roof Bay Analysis'!$I$51*K330)","v":504},21,null,null,null,null,null,null,null,null,null,null,null,null,null,null,null,null,null,null,null,null,null,36020.0504,36,null,20,"LH",9,"20LH 9",673,1009.5,336,{"$f":"MIN(AP330,360/'Roof Bay Analysis'!$I$51*AR330)","v":504},21]
[36020.074800000002,36020.112200000003,36,null,20,"LH",10,"20LH10",748,1122,377,{"$f":"MIN(I331,360/'Roof Bay Analysis'!$I$51*K331)","v":565.5},23,null,null,null,null,null,null,null,null,null,null,null,null,null,null,null,null,null,null,null,null,null,36020.056550000001,36,null,20,"LH",10,"20LH10",748,1122,377,{"$f":"MIN(AP331,360/'Roof Bay Analysis'!$I$51*AR331)","v":565.5},23]
[36024.033600000002,36024.0504,36,"X",24,"LH",3,"24LH 3",336,504,218,{"$f":"MIN(I332,360/'Roof Bay Analysis'!$I$51*K332)","v":327},11,null,null,null,null,null,null,null,null,null,null,null,null,null,null,null,null,null,null,null,null,null,36024.032700000003,36,"X",24,"LH",3,"24LH 3",336,504,218,{"$f":"MIN(AP332,360/'Roof Bay Analysis'!$I$51*AR332)","v":327},11]
[36024.037900000003,36024.056850000001,36,null,24,"LH",4,"24LH 4",379,568.5,246,{"$f":"MIN(I333,360/'Roof Bay Analysis'!$I$51*K333)","v":369},12,null,null,null,null,null,null,null,null,null,null,null,null,null,null,null,null,null,null,null,null,null,36024.036899999999,36,null,24,"LH",4,"24LH 4",379,568.5,246,{"$f":"MIN(AP333,360/'Roof Bay Analysis'!$I$51*AR333)","v":369},12]
[36024.044000000002,36024.065999999999,36,null,24,"LH",5,"24LH 5",440,660,285,{"$f":"MIN(I334,360/'Roof Bay Analysis'!$I$51*K334)","v":427.5},13,null,null,null,null,null,null,null,null,null,null,null,null,null,null,null,null,null,null,null,null,null,36024.042750000001,36,null,24,"LH",5,"24LH 5",440,660,285,{"$f":"MIN(AP334,360/'Roof Bay Analysis'!$I$51*AR334)","v":427.5},13]
[36024.055500000002,36024.083250000003,36,null,24,"LH",6,"24LH 6",555,832.5,356,{"$f":"MIN(I335,360/'Roof Bay Analysis'!$I$51*K335)","v":534},16,null,null,null,null,null,null,null,null,null,null,null,null,null,null,null,null,null,null,null,null,null,36024.053399999997,36,null,24,"LH",6,"24LH 6",555,832.5,356,{"$f":"MIN(AP335,360/'Roof Bay Analysis'!$I$51*AR335)","v":534},16]
[36024.061300000001,36024.091950000002,36,null,24,"LH",7,"24LH 7",613,919.5,393,{"$f":"MIN(I336,360/'Roof Bay Analysis'!$I$51*K336)","v":589.5},17,null,null,null,null,null,null,null,null,null,null,null,null,null,null,null,null,null,null,null,null,null,36024.058949999999,36,null,24,"LH",7,"24LH 7",613,919.5,393,{"$f":"MIN(AP336,360/'Roof Bay Analysis'!$I$51*AR336)","v":589.5},17]
[36024.064899999998,36024.097349999996,36,null,24,"LH",8,"24LH 8",649,973.5,416,{"$f":"MIN(I337,360/'Roof Bay Analysis'!$I$51*K337)","v":624},18,null,null,null,null,null,null,null,null,null,null,null,null,null,null,null,null,null,null,null,null,null,36024.062400000003,36,null,24,"LH",8,"24LH 8",649,973.5,416,{"$f":"MIN(AP337,360/'Roof Bay Analysis'!$I$51*AR337)","v":624},18]
[36024.078500000003,36024.117749999998,36,null,24,"LH",9,"24LH 9",785,1177.5,501,{"$f":"MIN(I338,360/'Roof Bay Analysis'!$I$51*K338)","v":751.5},21,null,null,null,null,null,null,null,null,null,null,null,null,null,null,null,null,null,null,null,null,null,36024.075149999997,36,null,24,"LH",9,"24LH 9",785,1177.5,501,{"$f":"MIN(AP338,360/'Roof Bay Analysis'!$I$51*AR338)","v":751.5},21]
[36024.083200000001,36024.124799999998,36,null,24,"LH",10,"24LH10",832,1248,528,{"$f":"MIN(I339,360/'Roof Bay Analysis'!$I$51*K339)","v":792},23,null,null,null,null,null,null,null,null,null,null,null,null,null,null,null,null,null,null,null,null,null,36024.0792,36,null,24,"LH",10,"24LH10",832,1248,528,{"$f":"MIN(AP339,360/'Roof Bay Analysis'!$I$51*AR339)","v":792},23]
[36024.087500000001,36024.131249999999,36,null,24,"LH",11,"24LH11",875,1312.5,555,{"$f":"MIN(I340,360/'Roof Bay Analysis'!$I$51*K340)","v":832.5},25,null,null,null,null,null,null,null,null,null,null,null,null,null,null,null,null,null,null,null,null,null,36024.083250000003,36,null,24,"LH",11,"24LH11",875,1312.5,555,{"$f":"MIN(AP340,360/'Roof Bay Analysis'!$I$51*AR340)","v":832.5},25]
[36028.03925233645,36028.058878504671,36,null,28,"LH",5,"28LH 5",392.52336448598129,588.78504672897191,298.87981483098963,{"$f":"MIN(I341,360/'Roof Bay Analysis'!$I$51*K341)","v":392.52336448598129},13,null,null,null,null,null,null,null,null,null,null,null,null,null,null,null,null,null,null,null,null,null,36028.03925233645,36,null,28,"LH",5,"28LH 5",392.52336448598129,588.78504672897191,298.87981483098963,{"$f":"MIN(AP341,360/'Roof Bay Analysis'!$I$51*AR341)","v":392.52336448598129},13]
[36028.052149532712,36028.078224299068,36,null,28,"LH",6,"28LH 6",521.49532710280369,782.24299065420553,394.41217573587215,{"$f":"MIN(I342,360/'Roof Bay Analysis'!$I$51*K342)","v":521.49532710280369},16,null,null,null,null,null,null,null,null,null,null,null,null,null,null,null,null,null,null,null,null,null,36028.052149532712,36,null,28,"LH",6,"28LH 6",521.49532710280369,782.24299065420553,394.41217573587215,{"$f":"MIN(AP342,360/'Roof Bay Analysis'!$I$51*AR342)","v":521.49532710280369},16]
[36028.058878504671,36028.088317757007,36,null,28,"LH",7,"28LH 7",588.78504672897191,883.17757009345792,444.90785221416718,{"$f":"MIN(I343,360/'Roof Bay Analysis'!$I$51*K343)","v":588.78504672897191},17,null,null,null,null,null,null,null,null,null,null,null,null,null,null,null,null,null,null,null,null,null,36028.058878504671,36,null,28,"LH",7,"28LH 7",588.78504672897191,883.17757009345792,444.90785221416718,{"$f":"MIN(AP343,360/'Roof Bay Analysis'!$I$51*AR343)","v":588.78504672897191},17]
[36028.063084112153,36028.094626168226,36,null,28,"LH",8,"28LH 8",630.84112149532712,946.26168224299067,474.93230849855883,{"$f":"MIN(I344,360/'Roof Bay Analysis'!$I$51*K344)","v":630.84112149532712},18,null,null,null,null,null,null,null,null,null,null,null,null,null,null,null,null,null,null,null,null,null,36028.063084112153,36,null,28,"LH",8,"28LH 8",630.84112149532712,946.26168224299067,474.93230849855883,{"$f":"MIN(AP344,360/'Roof Bay Analysis'!$I$51*AR344)","v":630.84112149532712},18]
[36028.077663551405,36028.1164953271,36,null,28,"LH",9,"28LH 9",776.63551401869154,1164.9532710280373,584.1121495327103,{"$f":"MIN(I345,360/'Roof Bay Analysis'!$I$51*K345)","v":776.63551401869154},21,null,null,null,null,null,null,null,null,null,null,null,null,null,null,null,null,null,null,null,null,null,36028.077663551405,36,null,28,"LH",9,"28LH 9",776.63551401869154,1164.9532710280373,584.1121495327103,{"$f":"MIN(AP345,360/'Roof Bay Analysis'!$I$51*AR345)","v":776.63551401869154},21]
[36028.084953271027,36028.127429906541,36,null,28,"LH",10,"28LH10",849.53271028037386,1274.2990654205607,635.97257402393222,{"$f":"MIN(I346,360/'Roof Bay Analysis'!$I$51*K346)","v":849.53271028037386},23,null,null,null,null,null,null,null,null,null,null,null,null,null,null,null,null,null,null,null,null,null,36028.084953271027,36,null,28,"LH",10,"28LH10",849.53271028037386,1274.2990654205607,635.97257402393222,{"$f":"MIN(AP346,360/'Roof Bay Analysis'!$I$51*AR346)","v":849.53271028037386},23]
[36028.09112149533,36028.136682242992,36,null,28,"LH",11,"28LH11",911.21495327102809,1366.8224299065421,679.64451043759277,{"$f":"MIN(I347,360/'Roof Bay Analysis'!$I$51*K347)","v":911.21495327102809},25,null,null,null,null,null,null,null,null,null,null,null,null,null,null,null,null,null,null,null,null,null,36028.09112149533,36,null,28,"LH",11,"28LH11",911.21495327102809,1366.8224299065421,679.64451043759277,{"$f":"MIN(AP347,360/'Roof Bay Analysis'!$I$51*AR347)","v":911.21495327102809},25]
[36028.100093457942,36028.150140186917,36,null,28,"LH",12,"28LH12",1000.9345794392524,1501.4018691588785,743.78766704515681,{"$f":"MIN(I348,360/'Roof Bay Analysis'!$I$51*K348)","v":1000.9345794392524},27,null,null,null,null,null,null,null,null,null,null,null,null,null,null,null,null,null,null,null,null,null,36028.100093457942,36,null,28,"LH",12,"28LH12",1000.9345794392524,1501.4018691588785,743.78766704515681,{"$f":"MIN(AP348,360/'Roof Bay Analysis'!$I$51*AR348)","v":1000.9345794392524},27]
[36028.104299065424,36028.156448598129,36,null,28,"LH",13,"28LH13",1042.9906542056074,1564.4859813084111,776.54161935540219,{"$f":"MIN(I349,360/'Roof Bay Analysis'!$I$51*K349)","v":1042.9906542056074},30,null,null,null,null,null,null,null,null,null,null,null,null,null,null,null,null,null,null,null,null,null,36028.104299065424,36,null,28,"LH",13,"28LH13",1042.9906542056074,1564.4859813084111,776.54161935540219,{"$f":"MIN(AP349,360/'Roof Bay Analysis'!$I$51*AR349)","v":1042.9906542056074},30]
[37018.0245,37018.036749999999,37,"X",18,"LH",2,"18LH 2",245,367.5,114,{"$f":"MIN(I350,360/'Roof Bay Analysis'!$I$51*K350)","v":171},10,null,null,null,null,null,null,null,null,null,null,null,null,null,null,null,null,null,null,null,null,null,37018.017099999997,37,"X",18,"LH",2,"18LH 2",245,367.5,114,{"$f":"MIN(AP350,360/'Roof Bay Analysis'!$I$51*AR350)","v":171},10]
[37018.026700000002,37018.040050000003,37,null,18,"LH",3,"18LH 3",267,400.5,124,{"$f":"MIN(I351,360/'Roof Bay Analysis'!$I$51*K351)","v":186},11,null,null,null,null,null,null,null,null,null,null,null,null,null,null,null,null,null,null,null,null,null,37018.018600000003,37,null,18,"LH",3,"18LH 3",267,400.5,124,{"$f":"MIN(AP351,360/'Roof Bay Analysis'!$I$51*AR351)","v":186},11]
[37018.0308,37018.046199999997,37,null,18,"LH",4,"18LH 4",308,462,141,{"$f":"MIN(I352,360/'Roof Bay Analysis'!$I$51*K352)","v":211.5},12,null,null,null,null,null,null,null,null,null,null,null,null,null,null,null,null,null,null,null,null,null,37018.02115,37,null,18,"LH",4,"18LH 4",308,462,141,{"$f":"MIN(AP352,360/'Roof Bay Analysis'!$I$51*AR352)","v":211.5},12]
[37018.035499999998,37018.053249999997,37,null,18,"LH",5,"18LH 5",355,532.5,164,{"$f":"MIN(I353,360/'Roof Bay Analysis'!$I$51*K353)","v":246},15,null,null,null,null,null,null,null,null,null,null,null,null,null,null,null,null,null,null,null,null,null,37018.024599999997,37,null,18,"LH",5,"18LH 5",355,532.5,164,{"$f":"MIN(AP353,360/'Roof Bay Analysis'!$I$51*AR353)","v":246},15]
[37018.039599999996,37018.059399999998,37,null,18,"LH",6,"18LH 6",396,594,180,{"$f":"MIN(I354,360/'Roof Bay Analysis'!$I$51*K354)","v":270},15,null,null,null,null,null,null,null,null,null,null,null,null,null,null,null,null,null,null,null,null,null,37018.027000000002,37,null,18,"LH",6,"18LH 6",396,594,180,{"$f":"MIN(AP354,360/'Roof Bay Analysis'!$I$51*AR354)","v":270},15]
[37018.044399999999,37018.066599999998,37,null,18,"LH",7,"18LH 7",444,666,204,{"$f":"MIN(I355,360/'Roof Bay Analysis'!$I$51*K355)","v":306},17,null,null,null,null,null,null,null,null,null,null,null,null,null,null,null,null,null,null,null,null,null,37018.030599999998,37,null,18,"LH",7,"18LH 7",444,666,204,{"$f":"MIN(AP355,360/'Roof Bay Analysis'!$I$51*AR355)","v":306},17]
[37018.051200000002,37018.076800000003,37,null,18,"LH",8,"18LH 8",512,768,226,{"$f":"MIN(I356,360/'Roof Bay Analysis'!$I$51*K356)","v":339},19,null,null,null,null,null,null,null,null,null,null,null,null,null,null,null,null,null,null,null,null,null,37018.033900000002,37,null,18,"LH",8,"18LH 8",512,768,226,{"$f":"MIN(AP356,360/'Roof Bay Analysis'!$I$51*AR356)","v":339},19]
[37018.056600000004,37018.084900000002,37,null,18,"LH",9,"18LH 9",566,849,245,{"$f":"MIN(I357,360/'Roof Bay Analysis'!$I$51*K357)","v":367.5},21,null,null,null,null,null,null,null,null,null,null,null,null,null,null,null,null,null,null,null,null,null,37018.036749999999,37,null,18,"LH",9,"18LH 9",566,849,245,{"$f":"MIN(AP357,360/'Roof Bay Analysis'!$I$51*AR357)","v":367.5},21]
[37020.0262,37020.039299999997,37,"X",20,"LH",2,"20LH 2",262,393,136,{"$f":"MIN(I358,360/'Roof Bay Analysis'!$I$51*K358)","v":204},10,null,null,null,null,null,null,null,null,null,null,null,null,null,null,null,null,null,null,null,null,null,37020.020400000001,37,"X",20,"LH",2,"20LH 2",262,393,136,{"$f":"MIN(AP358,360/'Roof Bay Analysis'!$I$51*AR358)","v":204},10]
[37020.029900000001,37020.044849999998,37,null,20,"LH",3,"20LH 3",299,448.5,156,{"$f":"MIN(I359,360/'Roof Bay Analysis'!$I$51*K359)","v":234},11,null,null,null,null,null,null,null,null,null,null,null,null,null,null,null,null,null,null,null,null,null,37020.023399999998,37,null,20,"LH",3,"20LH 3",299,448.5,156,{"$f":"MIN(AP359,360/'Roof Bay Analysis'!$I$51*AR359)","v":234},11]
[37020.033499999998,37020.05025,37,null,20,"LH",4,"20LH 4",335,502.5,174,{"$f":"MIN(I360,360/'Roof Bay Analysis'!$I$51*K360)","v":261},12,null,null,null,null,null,null,null,null,null,null,null,null,null,null,null,null,null,null,null,null,null,37020.026100000003,37,null,20,"LH",4,"20LH 4",335,502.5,174,{"$f":"MIN(AP360,360/'Roof Bay Analysis'!$I$51*AR360)","v":261},12]
[37020.038999999997,37020.058499999999,37,null,20,"LH",5,"20LH 5",390,585,202,{"$f":"MIN(I361,360/'Roof Bay Analysis'!$I$51*K361)","v":303},14,null,null,null,null,null,null,null,null,null,null,null,null,null,null,null,null,null,null,null,null,null,37020.030299999999,37,null,20,"LH",5,"20LH 5",390,585,202,{"$f":"MIN(AP361,360/'Roof Bay Analysis'!$I$51*AR361)","v":303},14]
[37020.044399999999,37020.066599999998,37,null,20,"LH",6,"20LH 6",444,666,226,{"$f":"MIN(I362,360/'Roof Bay Analysis'!$I$51*K362)","v":339},15,null,null,null,null,null,null,null,null,null,null,null,null,null,null,null,null,null,null,null,null,null,37020.033900000002,37,null,20,"LH",6,"20LH 6",444,666,226,{"$f":"MIN(AP362,360/'Roof Bay Analysis'!$I$51*AR362)","v":339},15]
[37020.049700000003,37020.074549999998,37,null,20,"LH",7,"20LH 7",497,745.5,256,{"$f":"MIN(I363,360/'Roof Bay Analysis'!$I$51*K363)","v":384},17,null,null,null,null,null,null,null,null,null,null,null,null,null,null,null,null,null,null,null,null,null,37020.038399999998,37,null,20,"LH",7,"20LH 7",497,745.5,256,{"$f":"MIN(AP363,360/'Roof Bay Analysis'!$I$51*AR363)","v":384},17]
[37020.055800000002,37020.083700000003,37,null,20,"LH",8,"20LH 8",558,837,285,{"$f":"MIN(I364,360/'Roof Bay Analysis'!$I$51*K364)","v":427.5},19,null,null,null,null,null,null,null,null,null,null,null,null,null,null,null,null,null,null,null,null,null,37020.042750000001,37,null,20,"LH",8,"20LH 8",558,837,285,{"$f":"MIN(AP364,360/'Roof Bay Analysis'!$I$51*AR364)","v":427.5},19]
[37020.063600000001,37020.095399999998,37,null,20,"LH",9,"20LH 9",636,954,309,{"$f":"MIN(I365,360/'Roof Bay Analysis'!$I$51*K365)","v":463.5},21,null,null,null,null,null,null,null,null,null,null,null,null,null,null,null,null,null,null,null,null,null,37020.046349999997,37,null,20,"LH",9,"20LH 9",636,954,309,{"$f":"MIN(AP365,360/'Roof Bay Analysis'!$I$51*AR365)","v":463.5},21]
[37020.070699999997,37020.106050000002,37,null,20,"LH",10,"20LH10",707,1060.5,346,{"$f":"MIN(I366,360/'Roof Bay Analysis'!$I$51*K366)","v":519},23,null,null,null,null,null,null,null,null,null,null,null,null,null,null,null,null,null,null,null,null,null,37020.051899999999,37,null,20,"LH",10,"20LH10",707,1060.5,346,{"$f":"MIN(AP366,360/'Roof Bay Analysis'!$I$51*AR366)","v":519},23]
[37024.032299999999,37024.048450000002,37,"X",24,"LH",3,"24LH 3",323,484.5,204,{"$f":"MIN(I367,360/'Roof Bay Analysis'!$I$51*K367)","v":306},11,null,null,null,null,null,null,null,null,null,null,null,null,null,null,null,null,null,null,null,null,null,37024.030599999998,37,"X",24,"LH",3,"24LH 3",323,484.5,204,{"$f":"MIN(AP367,360/'Roof Bay Analysis'!$I$51*AR367)","v":306},11]
[37024.036,37024.053999999996,37,null,24,"LH",4,"24LH 4",360,540,227,{"$f":"MIN(I368,360/'Roof Bay Analysis'!$I$51*K368)","v":340.5},12,null,null,null,null,null,null,null,null,null,null,null,null,null,null,null,null,null,null,null,null,null,37024.034050000002,37,null,24,"LH",4,"24LH 4",360,540,227,{"$f":"MIN(AP368,360/'Roof Bay Analysis'!$I$51*AR368)","v":340.5},12]
[37024.041899999997,37024.062850000002,37,null,24,"LH",5,"24LH 5",419,628.5,264,{"$f":"MIN(I369,360/'Roof Bay Analysis'!$I$51*K369)","v":396},13,null,null,null,null,null,null,null,null,null,null,null,null,null,null,null,null,null,null,null,null,null,37024.039599999996,37,null,24,"LH",5,"24LH 5",419,628.5,264,{"$f":"MIN(AP369,360/'Roof Bay Analysis'!$I$51*AR369)","v":396},13]
[37024.053,37024.0795,37,null,24,"LH",6,"24LH 6",530,795,331,{"$f":"MIN(I370,360/'Roof Bay Analysis'!$I$51*K370)","v":496.5},16,null,null,null,null,null,null,null,null,null,null,null,null,null,null,null,null,null,null,null,null,null,37024.049650000001,37,null,24,"LH",6,"24LH 6",530,795,331,{"$f":"MIN(AP370,360/'Roof Bay Analysis'!$I$51*AR370)","v":496.5},16]
[37024.058799999999,37024.088199999998,37,null,24,"LH",7,"24LH 7",588,882,367,{"$f":"MIN(I371,360/'Roof Bay Analysis'!$I$51*K371)","v":550.5},17,null,null,null,null,null,null,null,null,null,null,null,null,null,null,null,null,null,null,null,null,null,37024.055050000003,37,null,24,"LH",7,"24LH 7",588,882,367,{"$f":"MIN(AP371,360/'Roof Bay Analysis'!$I$51*AR371)","v":550.5},17]
[37024.0622,37024.0933,37,null,24,"LH",8,"24LH 8",622,933,388,{"$f":"MIN(I372,360/'Roof Bay Analysis'!$I$51*K372)","v":582},18,null,null,null,null,null,null,null,null,null,null,null,null,null,null,null,null,null,null,null,null,null,37024.058199999999,37,null,24,"LH",8,"24LH 8",622,933,388,{"$f":"MIN(AP372,360/'Roof Bay Analysis'!$I$51*AR372)","v":582},18]
[37024.076399999998,37024.114600000001,37,null,24,"LH",9,"24LH 9",764,1146,460,{"$f":"MIN(I373,360/'Roof Bay Analysis'!$I$51*K373)","v":690},21,null,null,null,null,null,null,null,null,null,null,null,null,null,null,null,null,null,null,null,null,null,37024.069000000003,37,null,24,"LH",9,"24LH 9",764,1146,460,{"$f":"MIN(AP373,360/'Roof Bay Analysis'!$I$51*AR373)","v":690},21]
[37024.080900000001,37024.121350000001,37,null,24,"LH",10,"24LH10",809,1213.5,500,{"$f":"MIN(I374,360/'Roof Bay Analysis'!$I$51*K374)","v":750},23,null,null,null,null,null,null,null,null,null,null,null,null,null,null,null,null,null,null,null,null,null,37024.074999999997,37,null,24,"LH",10,"24LH10",809,1213.5,500,{"$f":"MIN(AP374,360/'Roof Bay Analysis'!$I$51*AR374)","v":750},23]
[37024.085099999997,37024.127650000002,37,null,24,"LH",11,"24LH11",851,1276.5,525,{"$f":"MIN(I375,360/'Roof Bay Analysis'!$I$51*K375)","v":787.5},25,null,null,null,null,null,null,null,null,null,null,null,null,null,null,null,null,null,null,null,null,null,37024.078750000001,37,null,24,"LH",11,"24LH11",851,1276.5,525,{"$f":"MIN(AP375,360/'Roof Bay Analysis'!$I$51*AR375)","v":787.5},25]
[37028.038181818185,37028.057272727274,37,null,28,"LH",5,"28LH 5",381.81818181818181,572.72727272727275,282.79958677685948,{"$f":"MIN(I376,360/'Roof Bay Analysis'!$I$51*K376)","v":381.81818181818181},13,null,null,null,null,null,null,null,null,null,null,null,null,null,null,null,null,null,null,null,null,null,37028.038181818185,37,null,28,"LH",5,"28LH 5",381.81818181818181,572.72727272727275,282.79958677685948,{"$f":"MIN(AP376,360/'Roof Bay Analysis'!$I$51*AR376)","v":381.81818181818181},13]
[37028.050727272726,37028.07609090909,37,null,28,"LH",6,"28LH 6",507.27272727272725,760.90909090909088,373.19214876033055,{"$f":"MIN(I377,360/'Roof Bay Analysis'!$I$51*K377)","v":507.27272727272725},16,null,null,null,null,null,null,null,null,null,null,null,null,null,null,null,null,null,null,null,null,null,37028.050727272726,37,null,28,"LH",6,"28LH 6",507.27272727272725,760.90909090909088,373.19214876033055,{"$f":"MIN(AP377,360/'Roof Bay Analysis'!$I$51*AR377)","v":507.27272727272725},16]
[37028.057272727274,37028.085909090907,37,null,28,"LH",7,"28LH 7",572.72727272727275,859.09090909090912,420.97107438016531,{"$f":"MIN(I378,360/'Roof Bay Analysis'!$I$51*K378)","v":572.72727272727275},17,null,null,null,null,null,null,null,null,null,null,null,null,null,null,null,null,null,null,null,null,null,37028.057272727274,37,null,28,"LH",7,"28LH 7",572.72727272727275,859.09090909090912,420.97107438016531,{"$f":"MIN(AP378,360/'Roof Bay Analysis'!$I$51*AR378)","v":572.72727272727275},17]
[37028.061363636363,37028.092045454548,37,null,28,"LH",8,"28LH 8",613.63636363636363,920.4545454545455,449.38016528925618,{"$f":"MIN(I379,360/'Roof Bay Analysis'!$I$51*K379)","v":613.63636363636363},18,null,null,null,null,null,null,null,null,null,null,null,null,null,null,null,null,null,null,null,null,null,37028.061363636363,37,null,28,"LH",8,"28LH 8",613.63636363636363,920.4545454545455,449.38016528925618,{"$f":"MIN(AP379,360/'Roof Bay Analysis'!$I$51*AR379)","v":613.63636363636363},18]
[37028.075545454543,37028.113318181815,37,null,28,"LH",9,"28LH 9",755.4545454545455,1133.1818181818182,552.68595041322317,{"$f":"MIN(I380,360/'Roof Bay Analysis'!$I$51*K380)","v":755.4545454545455},21,null,null,null,null,null,null,null,null,null,null,null,null,null,null,null,null,null,null,null,null,null,37028.075545454543,37,null,28,"LH",9,"28LH 9",755.4545454545455,1133.1818181818182,552.68595041322317,{"$f":"MIN(AP380,360/'Roof Bay Analysis'!$I$51*AR380)","v":755.4545454545455},21]
[37028.082636363637,37028.123954545452,37,null,28,"LH",10,"28LH10",826.36363636363637,1239.5454545454545,601.75619834710744,{"$f":"MIN(I381,360/'Roof Bay Analysis'!$I$51*K381)","v":826.36363636363637},23,null,null,null,null,null,null,null,null,null,null,null,null,null,null,null,null,null,null,null,null,null,37028.082636363637,37,null,28,"LH",10,"28LH10",826.36363636363637,1239.5454545454545,601.75619834710744,{"$f":"MIN(AP381,360/'Roof Bay Analysis'!$I$51*AR381)","v":826.36363636363637},23]
[37028.088636363638,37028.132954545457,37,null,28,"LH",11,"28LH11",886.36363636363637,1329.5454545454545,643.07851239669424,{"$f":"MIN(I382,360/'Roof Bay Analysis'!$I$51*K382)","v":886.36363636363637},25,null,null,null,null,null,null,null,null,null,null,null,null,null,null,null,null,null,null,null,null,null,37028.088636363638,37,null,28,"LH",11,"28LH11",886.36363636363637,1329.5454545454545,643.07851239669424,{"$f":"MIN(AP382,360/'Roof Bay Analysis'!$I$51*AR382)","v":886.36363636363637},25]
[37028.097363636363,37028.146045454545,37,null,28,"LH",12,"28LH12",973.63636363636363,1460.4545454545455,703.77066115702485,{"$f":"MIN(I383,360/'Roof Bay Analysis'!$I$51*K383)","v":973.63636363636363},27,null,null,null,null,null,null,null,null,null,null,null,null,null,null,null,null,null,null,null,null,null,37028.097363636363,37,null,28,"LH",12,"28LH12",973.63636363636363,1460.4545454545455,703.77066115702485,{"$f":"MIN(AP383,360/'Roof Bay Analysis'!$I$51*AR383)","v":973.63636363636363},27]
[37028.101454545453,37028.152181818179,37,null,28,"LH",13,"28LH13",1014.5454545454545,1521.8181818181818,734.76239669421489,{"$f":"MIN(I384,360/'Roof Bay Analysis'!$I$51*K384)","v":1014.5454545454545},30,null,null,null,null,null,null,null,null,null,null,null,null,null,null,null,null,null,null,null,null,null,37028.101454545453,37,null,28,"LH",13,"28LH13",1014.5454545454545,1521.8181818181818,734.76239669421489,{"$f":"MIN(AP384,360/'Roof Bay Analysis'!$I$51*AR384)","v":1014.5454545454545},30]
[38020.024899999997,38020.037349999999,38,"X",20,"LH",2,"20LH 2",249,373.5,126,{"$f":"MIN(I385,360/'Roof Bay Analysis'!$I$51*K385)","v":189},10,null,null,null,null,null,null,null,null,null,null,null,null,null,null,null,null,null,null,null,null,null,38020.018900000003,38,"X",20,"LH",2,"20LH 2",249,373.5,126,{"$f":"MIN(AP385,360/'Roof Bay Analysis'!$I$51*AR385)","v":189},10]
[38020.028299999998,38020.042450000001,38,"X",20,"LH",3,"20LH 3",283,424.5,143,{"$f":"MIN(I386,360/'Roof Bay Analysis'!$I$51*K386)","v":214.5},11,null,null,null,null,null,null,null,null,null,null,null,null,null,null,null,null,null,null,null,null,null,38020.02145,38,"X",20,"LH",3,"20LH 3",283,424.5,143,{"$f":"MIN(AP386,360/'Roof Bay Analysis'!$I$51*AR386)","v":214.5},11]
[38020.031799999997,38020.047700000003,38,null,20,"LH",4,"20LH 4",318,477,161,{"$f":"MIN(I387,360/'Roof Bay Analysis'!$I$51*K387)","v":241.5},12,null,null,null,null,null,null,null,null,null,null,null,null,null,null,null,null,null,null,null,null,null,38020.024149999997,38,null,20,"LH",4,"20LH 4",318,477,161,{"$f":"MIN(AP387,360/'Roof Bay Analysis'!$I$51*AR387)","v":241.5},12]
[{"$f":"C388*1000+E388+I388/10000","v":38020.037100000001},{"$f":"C388*1000+E388+J388/10000","v":38020.055650000002},38,null,20,"LH",5,"20LH 5",371,{"$f":"1.5*I388","v":556.5},187,{"$f":"MIN(I388,360/'Roof Bay Analysis'!$I$51*K388)","v":280.5},14,null,null,null,null,null,null,null,null,null,null,null,null,null,null,null,null,null,null,null,null,null,{"$f":"AJ388*1000+AL388+AS388/10000","v":38020.028050000001},38,null,20,"LH",5,"20LH 5",371,{"$f":"1.5*AP388","v":556.5},187,{"$f":"MIN(AP388,360/'Roof Bay Analysis'!$I$51*AR388)","v":280.5},14]
[38020.042099999999,38020.063150000002,38,null,{"$f":"VALUE(LEFT(H389,2))","v":20},{"$f":"MID(H389,3,LEN(H389)-4)","v":"LH"},{"$f":"VALUE(RIGHT(H389,2))","v":6},"20LH 6",421,631.5,209,{"$f":"MIN(I389,360/'Roof Bay Analysis'!$I$51*K389)","v":313.5},15,null,null,null,null,null,null,null,null,null,null,null,null,null,null,null,null,null,null,null,null,null,38020.031349999997,38,null,{"$f":"VALUE(LEFT(AO389,2))","v":20},{"$f":"MID(AO389,3,LEN(AO389)-4)","v":"LH"},{"$f":"VALUE(RIGHT(AO389,2))","v":6},"20LH 6",421,631.5,209,{"$f":"MIN(AP389,360/'Roof Bay Analysis'!$I$51*AR389)","v":313.5},15]
[38020.047100000003,38020.070650000001,38,null,20,"LH",7,"20LH 7",471,706.5,236,{"$f":"MIN(I390,360/'Roof Bay Analysis'!$I$51*K390)","v":354},17,null,null,null,null,null,null,null,null,null,null,null,null,null,null,null,null,null,null,null,null,null,38020.035400000001,38,null,20,"LH",7,"20LH 7",471,706.5,236,{"$f":"MIN(AP390,360/'Roof Bay Analysis'!$I$51*AR390)","v":354},17]
[38020.053,38020.0795,38,null,20,"LH",8,"20LH 8",530,795,262,{"$f":"MIN(I391,360/'Roof Bay Analysis'!$I$51*K391)","v":393},19,null,null,null,null,null,null,null,null,null,null,null,null,null,null,null,null,null,null,null,null,null,38020.039299999997,38,null,20,"LH",8,"20LH 8",530,795,262,{"$f":"MIN(AP391,360/'Roof Bay Analysis'!$I$51*AR391)","v":393},19]
[38020.060299999997,38020.090450000003,38,null,20,"LH",9,"20LH 9",603,904.5,285,{"$f":"MIN(I392,360/'Roof Bay Analysis'!$I$51*K392)","v":427.5},21,null,null,null,null,null,null,null,null,null,null,null,null,null,null,null,null,null,null,null,null,null,38020.042750000001,38,null,20,"LH",9,"20LH 9",603,904.5,285,{"$f":"MIN(AP392,360/'Roof Bay Analysis'!$I$51*AR392)","v":427.5},21]
[38020.067000000003,38020.1005,38,null,20,"LH",10,"20LH10",670,1005,320,{"$f":"MIN(I393,360/'Roof Bay Analysis'!$I$51*K393)","v":480},23,null,null,null,null,null,null,null,null,null,null,null,null,null,null,null,null,null,null,null,null,null,38020.048000000003,38,null,20,"LH",10,"20LH10",670,1005,320,{"$f":"MIN(AP393,360/'Roof Bay Analysis'!$I$51*AR393)","v":480},23]
[38024.030700000003,38024.046049999997,38,"X",24,"LH",3,"24LH 3",307,460.5,188,{"$f":"MIN(I394,360/'Roof Bay Analysis'!$I$51*K394)","v":282},11,null,null,null,null,null,null,null,null,null,null,null,null,null,null,null,null,null,null,null,null,null,38024.028200000001,38,"X",24,"LH",3,"24LH 3",307,460.5,188,{"$f":"MIN(AP394,360/'Roof Bay Analysis'!$I$51*AR394)","v":282},11]
[38024.034299999999,38024.051449999999,38,null,24,"LH",4,"24LH 4",343,514.5,210,{"$f":"MIN(I395,360/'Roof Bay Analysis'!$I$51*K395)","v":315},12,null,null,null,null,null,null,null,null,null,null,null,null,null,null,null,null,null,null,null,null,null,38024.031499999997,38,null,24,"LH",4,"24LH 4",343,514.5,210,{"$f":"MIN(AP395,360/'Roof Bay Analysis'!$I$51*AR395)","v":315},12]
[38024.039900000003,38024.059849999998,38,null,24,"LH",5,"24LH 5",399,598.5,244,{"$f":"MIN(I396,360/'Roof Bay Analysis'!$I$51*K396)","v":366},13,null,null,null,null,null,null,null,null,null,null,null,null,null,null,null,null,null,null,null,null,null,38024.036599999999,38,null,24,"LH",5,"24LH 5",399,598.5,244,{"$f":"MIN(AP396,360/'Roof Bay Analysis'!$I$51*AR396)","v":366},13]
[38024.0504,38024.075599999996,38,null,24,"LH",6,"24LH 6",504,756,306,{"$f":"MIN(I397,360/'Roof Bay Analysis'!$I$51*K397)","v":459},16,null,null,null,null,null,null,null,null,null,null,null,null,null,null,null,null,null,null,null,null,null,38024.045899999997,38,null,24,"LH",6,"24LH 6",504,756,306,{"$f":"MIN(AP397,360/'Roof Bay Analysis'!$I$51*AR397)","v":459},16]
[38024.056499999999,38024.084750000002,38,null,24,"LH",7,"24LH 7",565,847.5,343,{"$f":"MIN(I398,360/'Roof Bay Analysis'!$I$51*K398)","v":514.5},17,null,null,null,null,null,null,null,null,null,null,null,null,null,null,null,null,null,null,null,null,null,38024.051449999999,38,null,24,"LH",7,"24LH 7",565,847.5,343,{"$f":"MIN(AP398,360/'Roof Bay Analysis'!$I$51*AR398)","v":514.5},17]
[38024.059699999998,38024.089549999997,38,null,24,"LH",8,"24LH 8",597,895.5,362,{"$f":"MIN(I399,360/'Roof Bay Analysis'!$I$51*K399)","v":543},18,null,null,null,null,null,null,null,null,null,null,null,null,null,null,null,null,null,null,null,null,null,38024.054300000003,38,null,24,"LH",8,"24LH 8",597,895.5,362,{"$f":"MIN(AP399,360/'Roof Bay Analysis'!$I$51*AR399)","v":543},18]
[38024.073100000001,38024.109649999999,38,null,24,"LH",9,"24LH 9",731,1096.5,424,{"$f":"MIN(I400,360/'Roof Bay Analysis'!$I$51*K400)","v":636},21,null,null,null,null,null,null,null,null,null,null,null,null,null,null,null,null,null,null,null,null,null,38024.063600000001,38,null,24,"LH",9,"24LH 9",731,1096.5,424,{"$f":"MIN(AP400,360/'Roof Bay Analysis'!$I$51*AR400)","v":636},21]
[38024.078800000003,38024.118199999997,38,null,24,"LH",10,"24LH10",788,1182,474,{"$f":"MIN(I401,360/'Roof Bay Analysis'!$I$51*K401)","v":711},23,null,null,null,null,null,null,null,null,null,null,null,null,null,null,null,null,null,null,null,null,null,38024.071100000001,38,null,24,"LH",10,"24LH10",788,1182,474,{"$f":"MIN(AP401,360/'Roof Bay Analysis'!$I$51*AR401)","v":711},23]
[38024.082900000001,38024.124349999998,38,null,24,"LH",11,"24LH11",829,1243.5,498,{"$f":"MIN(I402,360/'Roof Bay Analysis'!$I$51*K402)","v":747},25,null,null,null,null,null,null,null,null,null,null,null,null,null,null,null,null,null,null,null,null,null,38024.074699999997,38,null,24,"LH",11,"24LH11",829,1243.5,498,{"$f":"MIN(AP402,360/'Roof Bay Analysis'!$I$51*AR402)","v":747},25]
[38028.037168141593,38028.055752212393,38,null,28,"LH",5,"28LH 5",371.68141592920352,557.52212389380531,267.98300571697081,{"$f":"MIN(I403,360/'Roof Bay Analysis'!$I$51*K403)","v":371.68141592920352},13,null,null,null,null,null,null,null,null,null,null,null,null,null,null,null,null,null,null,null,null,null,38028.037168141593,38,null,28,"LH",5,"28LH 5",371.68141592920352,557.52212389380531,267.98300571697081,{"$f":"MIN(AP403,360/'Roof Bay Analysis'!$I$51*AR403)","v":371.68141592920352},13]
[38028.049380530974,38028.074070796458,38,null,28,"LH",6,"28LH 6",493.80530973451329,740.70796460176996,353.63967421097971,{"$f":"MIN(I404,360/'Roof Bay Analysis'!$I$51*K404)","v":493.80530973451329},16,null,null,null,null,null,null,null,null,null,null,null,null,null,null,null,null,null,null,null,null,null,38028.049380530974,38,null,28,"LH",6,"28LH 6",493.80530973451329,740.70796460176996,353.63967421097971,{"$f":"MIN(AP404,360/'Roof Bay Analysis'!$I$51*AR404)","v":493.80530973451329},16]
[38028.055752212393,38028.083628318585,38,null,28,"LH",7,"28LH 7",557.52212389380531,836.28318584070803,398.9153418435273,{"$f":"MIN(I405,360/'Roof Bay Analysis'!$I$51*K405)","v":557.52212389380531},17,null,null,null,null,null,null,null,null,null,null,null,null,null,null,null,null,null,null,null,null,null,38028.055752212393,38,null,28,"LH",7,"28LH 7",557.52212389380531,836.28318584070803,398.9153418435273,{"$f":"MIN(AP405,360/'Roof Bay Analysis'!$I$51*AR405)","v":557.52212389380531},17]
[38028.059734513277,38028.089601769912,38,null,28,"LH",8,"28LH 8",597.3451327433628,896.01769911504425,425.83600908450154,{"$f":"MIN(I406,360/'Roof Bay Analysis'!$I$51*K406)","v":597.3451327433628},18,null,null,null,null,null,null,null,null,null,null,null,null,null,null,null,null,null,null,null,null,null,38028.059734513277,38,null,28,"LH",8,"28LH 8",597.3451327433628,896.01769911504425,425.83600908450154,{"$f":"MIN(AP406,360/'Roof Bay Analysis'!$I$51*AR406)","v":597.3451327433628},18]
[38028.07353982301,38028.110309734511,38,null,28,"LH",9,"28LH 9",735.39823008849555,1103.0973451327434,523.72934450622597,{"$f":"MIN(I407,360/'Roof Bay Analysis'!$I$51*K407)","v":735.39823008849555},21,null,null,null,null,null,null,null,null,null,null,null,null,null,null,null,null,null,null,null,null,null,38028.07353982301,38,null,28,"LH",9,"28LH 9",735.39823008849555,1103.0973451327434,523.72934450622597,{"$f":"MIN(AP407,360/'Roof Bay Analysis'!$I$51*AR407)","v":735.39823008849555},21]
[38028.080442477876,38028.120663716814,38,null,28,"LH",10,"28LH10",804.42477876106193,1206.6371681415928,570.22867883154515,{"$f":"MIN(I408,360/'Roof Bay Analysis'!$I$51*K408)","v":804.42477876106193},23,null,null,null,null,null,null,null,null,null,null,null,null,null,null,null,null,null,null,null,null,null,38028.080442477876,38,null,28,"LH",10,"28LH10",804.42477876106193,1206.6371681415928,570.22867883154515,{"$f":"MIN(AP408,360/'Roof Bay Analysis'!$I$51*AR408)","v":804.42477876106193},23]
[38028.086283185839,38028.129424778759,38,null,28,"LH",11,"28LH11",862.83185840707961,1294.2477876106195,609.38601300023493,{"$f":"MIN(I409,360/'Roof Bay Analysis'!$I$51*K409)","v":862.83185840707961},25,null,null,null,null,null,null,null,null,null,null,null,null,null,null,null,null,null,null,null,null,null,38028.086283185839,38,null,28,"LH",11,"28LH11",862.83185840707961,1294.2477876106195,609.38601300023493,{"$f":"MIN(AP409,360/'Roof Bay Analysis'!$I$51*AR409)","v":862.83185840707961},25]
[38028.094778761064,38028.142168141596,38,null,28,"LH",12,"28LH12",947.78761061946898,1421.6814159292035,666.89834756049811,{"$f":"MIN(I410,360/'Roof Bay Analysis'!$I$51*K410)","v":947.78761061946898},27,null,null,null,null,null,null,null,null,null,null,null,null,null,null,null,null,null,null,null,null,null,38028.094778761064,38,null,28,"LH",12,"28LH12",947.78761061946898,1421.6814159292035,666.89834756049811,{"$f":"MIN(AP410,360/'Roof Bay Analysis'!$I$51*AR410)","v":947.78761061946898},27]
[38028.098761061949,38028.148141592923,38,null,28,"LH",13,"28LH13",987.61061946902657,1481.4159292035399,696.26634818701541,{"$f":"MIN(I411,360/'Roof Bay Analysis'!$I$51*K411)","v":987.61061946902657},30,null,null,null,null,null,null,null,null,null,null,null,null,null,null,null,null,null,null,null,null,null,38028.098761061949,38,null,28,"LH",13,"28LH13",987.61061946902657,1481.4159292035399,696.26634818701541,{"$f":"MIN(AP411,360/'Roof Bay Analysis'!$I$51*AR411)","v":987.61061946902657},30]
[39020.023699999998,39020.035550000001,39,"X",20,"LH",2,"20LH 2",237,355.5,117,{"$f":"MIN(I412,360/'Roof Bay Analysis'!$I$51*K412)","v":175.5},10,null,null,null,null,null,null,null,null,null,null,null,null,null,null,null,null,null,null,null,null,null,39020.017549999997,39,"X",20,"LH",2,"20LH 2",237,355.5,117,{"$f":"MIN(AP412,360/'Roof Bay Analysis'!$I$51*AR412)","v":175.5},10]
[39020.026899999997,39020.040350000003,39,"X",20,"LH",3,"20LH 3",269,403.5,133,{"$f":"MIN(I413,360/'Roof Bay Analysis'!$I$51*K413)","v":199.5},11,null,null,null,null,null,null,null,null,null,null,null,null,null,null,null,null,null,null,null,null,null,39020.019950000002,39,"X",20,"LH",3,"20LH 3",269,403.5,133,{"$f":"MIN(AP413,360/'Roof Bay Analysis'!$I$51*AR413)","v":199.5},11]
[39020.030299999999,39020.045449999998,39,null,20,"LH",4,"20LH 4",303,454.5,149,{"$f":"MIN(I414,360/'Roof Bay Analysis'!$I$51*K414)","v":223.5},12,null,null,null,null,null,null,null,null,null,null,null,null,null,null,null,null,null,null,null,null,null,39020.022349999999,39,null,20,"LH",4,"20LH 4",303,454.5,149,{"$f":"MIN(AP414,360/'Roof Bay Analysis'!$I$51*AR414)","v":223.5},12]
[39020.035300000003,39020.052949999998,39,null,20,"LH",5,"20LH 5",353,529.5,173,{"$f":"MIN(I415,360/'Roof Bay Analysis'!$I$51*K415)","v":259.5},14,null,null,null,null,null,null,null,null,null,null,null,null,null,null,null,null,null,null,null,null,null,39020.025950000003,39,null,20,"LH",5,"20LH 5",353,529.5,173,{"$f":"MIN(AP415,360/'Roof Bay Analysis'!$I$51*AR415)","v":259.5},14]
[39020.039900000003,39020.059849999998,39,null,20,"LH",6,"20LH 6",399,598.5,192,{"$f":"MIN(I416,360/'Roof Bay Analysis'!$I$51*K416)","v":288},15,null,null,null,null,null,null,null,null,null,null,null,null,null,null,null,null,null,null,null,null,null,39020.0288,39,null,20,"LH",6,"20LH 6",399,598.5,192,{"$f":"MIN(AP416,360/'Roof Bay Analysis'!$I$51*AR416)","v":288},15]
[39020.044699999999,39020.067049999998,39,null,20,"LH",7,"20LH 7",447,670.5,218,{"$f":"MIN(I417,360/'Roof Bay Analysis'!$I$51*K417)","v":327},17,null,null,null,null,null,null,null,null,null,null,null,null,null,null,null,null,null,null,null,null,null,39020.032700000003,39,null,20,"LH",7,"20LH 7",447,670.5,218,{"$f":"MIN(AP417,360/'Roof Bay Analysis'!$I$51*AR417)","v":327},17]
[39020.050300000003,39020.075449999997,39,null,20,"LH",8,"20LH 8",503,754.5,242,{"$f":"MIN(I418,360/'Roof Bay Analysis'!$I$51*K418)","v":363},19,null,null,null,null,null,null,null,null,null,null,null,null,null,null,null,null,null,null,null,null,null,39020.0363,39,null,20,"LH",8,"20LH 8",503,754.5,242,{"$f":"MIN(AP418,360/'Roof Bay Analysis'!$I$51*AR418)","v":363},19]
[39020.057200000003,39020.085800000001,39,null,20,"LH",9,"20LH 9",572,858,264,{"$f":"MIN(I419,360/'Roof Bay Analysis'!$I$51*K419)","v":396},21,null,null,null,null,null,null,null,null,null,null,null,null,null,null,null,null,null,null,null,null,null,39020.039599999996,39,null,20,"LH",9,"20LH 9",572,858,264,{"$f":"MIN(AP419,360/'Roof Bay Analysis'!$I$51*AR419)","v":396},21]
[39020.063600000001,39020.095399999998,39,null,20,"LH",10,"20LH10",636,954,296,{"$f":"MIN(I420,360/'Roof Bay Analysis'!$I$51*K420)","v":444},23,null,null,null,null,null,null,null,null,null,null,null,null,null,null,null,null,null,null,null,null,null,39020.044399999999,39,null,20,"LH",10,"20LH10",636,954,296,{"$f":"MIN(AP420,360/'Roof Bay Analysis'!$I$51*AR420)","v":444},23]
[39024.029300000002,39024.043949999999,39,"X",24,"LH",3,"24LH 3",293,439.5,175,{"$f":"MIN(I421,360/'Roof Bay Analysis'!$I$51*K421)","v":262.5},11,null,null,null,null,null,null,null,null,null,null,null,null,null,null,null,null,null,null,null,null,null,39024.026250000003,39,"X",24,"LH",3,"24LH 3",293,439.5,175,{"$f":"MIN(AP421,360/'Roof Bay Analysis'!$I$51*AR421)","v":262.5},11]
[39024.032700000003,39024.049050000001,39,"X",24,"LH",4,"24LH 4",327,490.5,195,{"$f":"MIN(I422,360/'Roof Bay Analysis'!$I$51*K422)","v":292.5},12,null,null,null,null,null,null,null,null,null,null,null,null,null,null,null,null,null,null,null,null,null,39024.02925,39,"X",24,"LH",4,"24LH 4",327,490.5,195,{"$f":"MIN(AP422,360/'Roof Bay Analysis'!$I$51*AR422)","v":292.5},12]
[39024.038,39024.057000000001,39,null,24,"LH",5,"24LH 5",380,570,226,{"$f":"MIN(I423,360/'Roof Bay Analysis'!$I$51*K423)","v":339},13,null,null,null,null,null,null,null,null,null,null,null,null,null,null,null,null,null,null,null,null,null,39024.033900000002,39,null,24,"LH",5,"24LH 5",380,570,226,{"$f":"MIN(AP423,360/'Roof Bay Analysis'!$I$51*AR423)","v":339},13]
[39024.048000000003,39024.072,39,null,24,"LH",6,"24LH 6",480,720,284,{"$f":"MIN(I424,360/'Roof Bay Analysis'!$I$51*K424)","v":426},16,null,null,null,null,null,null,null,null,null,null,null,null,null,null,null,null,null,null,null,null,null,39024.042600000001,39,null,24,"LH",6,"24LH 6",480,720,284,{"$f":"MIN(AP424,360/'Roof Bay Analysis'!$I$51*AR424)","v":426},16]
[39024.054100000001,39024.081149999998,39,null,24,"LH",7,"24LH 7",541,811.5,320,{"$f":"MIN(I425,360/'Roof Bay Analysis'!$I$51*K425)","v":480},17,null,null,null,null,null,null,null,null,null,null,null,null,null,null,null,null,null,null,null,null,null,39024.048000000003,39,null,24,"LH",7,"24LH 7",541,811.5,320,{"$f":"MIN(AP425,360/'Roof Bay Analysis'!$I$51*AR425)","v":480},17]
[39024.057200000003,39024.085800000001,39,null,24,"LH",8,"24LH 8",572,858,338,{"$f":"MIN(I426,360/'Roof Bay Analysis'!$I$51*K426)","v":507},18,null,null,null,null,null,null,null,null,null,null,null,null,null,null,null,null,null,null,null,null,null,39024.0507,39,null,24,"LH",8,"24LH 8",572,858,338,{"$f":"MIN(AP426,360/'Roof Bay Analysis'!$I$51*AR426)","v":507},18]
[39024.069600000003,39024.104399999997,39,null,24,"LH",9,"24LH 9",696,1044,393,{"$f":"MIN(I427,360/'Roof Bay Analysis'!$I$51*K427)","v":589.5},21,null,null,null,null,null,null,null,null,null,null,null,null,null,null,null,null,null,null,null,null,null,39024.058949999999,39,null,24,"LH",9,"24LH 9",696,1044,393,{"$f":"MIN(AP427,360/'Roof Bay Analysis'!$I$51*AR427)","v":589.5},21]
[39024.076800000003,39024.1152,39,null,24,"LH",10,"24LH10",768,1152,439,{"$f":"MIN(I428,360/'Roof Bay Analysis'!$I$51*K428)","v":658.5},23,null,null,null,null,null,null,null,null,null,null,null,null,null,null,null,null,null,null,null,null,null,39024.065849999999,39,null,24,"LH",10,"24LH10",768,1152,439,{"$f":"MIN(AP428,360/'Roof Bay Analysis'!$I$51*AR428)","v":658.5},23]
[39024.080699999999,39024.121050000002,39,null,24,"LH",11,"24LH11",807,1210.5,472,{"$f":"MIN(I429,360/'Roof Bay Analysis'!$I$51*K429)","v":708},25,null,null,null,null,null,null,null,null,null,null,null,null,null,null,null,null,null,null,null,null,null,39024.070800000001,39,null,24,"LH",11,"24LH11",807,1210.5,472,{"$f":"MIN(AP429,360/'Roof Bay Analysis'!$I$51*AR429)","v":708},25]
[39028.036206896555,39028.054310344829,39,null,28,"LH",5,"28LH 5",362.06896551724139,543.10344827586209,254.30105529131987,{"$f":"MIN(I430,360/'Roof Bay Analysis'!$I$51*K430)","v":362.06896551724139},13,null,null,null,null,null,null,null,null,null,null,null,null,null,null,null,null,null,null,null,null,null,39028.036206896555,39,null,28,"LH",5,"28LH 5",362.06896551724139,543.10344827586209,254.30105529131987,{"$f":"MIN(AP430,360/'Roof Bay Analysis'!$I$51*AR430)","v":362.06896551724139},13]
[39028.048103448273,39028.072155172413,39,null,28,"LH",6,"28LH 6",481.0344827586207,721.55172413793105,335.58449762187871,{"$f":"MIN(I431,360/'Roof Bay Analysis'!$I$51*K431)","v":481.0344827586207},16,null,null,null,null,null,null,null,null,null,null,null,null,null,null,null,null,null,null,null,null,null,39028.048103448273,39,null,28,"LH",6,"28LH 6",481.0344827586207,721.55172413793105,335.58449762187871,{"$f":"MIN(AP431,360/'Roof Bay Analysis'!$I$51*AR431)","v":481.0344827586207},16]
[39028.054310344829,39028.081465517243,39,null,28,"LH",7,"28LH 7",543.10344827586209,814.65517241379314,378.54860285374554,{"$f":"MIN(I432,360/'Roof Bay Analysis'!$I$51*K432)","v":543.10344827586209},17,null,null,null,null,null,null,null,null,null,null,null,null,null,null,null,null,null,null,null,null,null,39028.054310344829,39,null,28,"LH",7,"28LH 7",543.10344827586209,814.65517241379314,378.54860285374554,{"$f":"MIN(AP432,360/'Roof Bay Analysis'!$I$51*AR432)","v":543.10344827586209},17]
[39028.058189655174,39028.087284482761,39,null,28,"LH",8,"28LH 8",581.89655172413791,872.84482758620686,404.09482758620692,{"$f":"MIN(I433,360/'Roof Bay Analysis'!$I$51*K433)","v":581.89655172413791},18,null,null,null,null,null,null,null,null,null,null,null,null,null,null,null,null,null,null,null,null,null,39028.058189655174,39,null,28,"LH",8,"28LH 8",581.89655172413791,872.84482758620686,404.09482758620692,{"$f":"MIN(AP433,360/'Roof Bay Analysis'!$I$51*AR433)","v":581.89655172413791},18]
[39028.071637931032,39028.107456896549,39,null,28,"LH",9,"28LH 9",716.37931034482756,1074.5689655172414,496.99019024970272,{"$f":"MIN(I434,360/'Roof Bay Analysis'!$I$51*K434)","v":716.37931034482756},21,null,null,null,null,null,null,null,null,null,null,null,null,null,null,null,null,null,null,null,null,null,39028.071637931032,39,null,28,"LH",9,"28LH 9",716.37931034482756,1074.5689655172414,496.99019024970272,{"$f":"MIN(AP434,360/'Roof Bay Analysis'!$I$51*AR434)","v":716.37931034482756},21]
[39028.078362068969,39028.11754310345,39,null,28,"LH",10,"28LH10",783.62068965517244,1175.4310344827586,541.11548751486328,{"$f":"MIN(I435,360/'Roof Bay Analysis'!$I$51*K435)","v":783.62068965517244},23,null,null,null,null,null,null,null,null,null,null,null,null,null,null,null,null,null,null,null,null,null,39028.078362068969,39,null,28,"LH",10,"28LH10",783.62068965517244,1175.4310344827586,541.11548751486328,{"$f":"MIN(AP435,360/'Roof Bay Analysis'!$I$51*AR435)","v":783.62068965517244},23]
[39028.084051724138,39028.12607758621,39,null,28,"LH",11,"28LH11",840.51724137931035,1260.7758620689656,578.27363258026162,{"$f":"MIN(I436,360/'Roof Bay Analysis'!$I$51*K436)","v":840.51724137931035},25,null,null,null,null,null,null,null,null,null,null,null,null,null,null,null,null,null,null,null,null,null,39028.084051724138,39,null,28,"LH",11,"28LH11",840.51724137931035,1260.7758620689656,578.27363258026162,{"$f":"MIN(AP436,360/'Roof Bay Analysis'!$I$51*AR436)","v":840.51724137931035},25]
[39028.092327586208,39028.138491379308,39,null,28,"LH",12,"28LH12",923.27586206896547,1384.9137931034481,632.8496581450654,{"$f":"MIN(I437,360/'Roof Bay Analysis'!$I$51*K437)","v":923.27586206896547},27,null,null,null,null,null,null,null,null,null,null,null,null,null,null,null,null,null,null,null,null,null,39028.092327586208,39,null,28,"LH",12,"28LH12",923.27586206896547,1384.9137931034481,632.8496581450654,{"$f":"MIN(AP437,360/'Roof Bay Analysis'!$I$51*AR437)","v":923.27586206896547},27]
[39028.096206896553,39028.144310344825,39,null,28,"LH",13,"28LH13",962.06896551724139,1443.1034482758621,660.71826694411413,{"$f":"MIN(I438,360/'Roof Bay Analysis'!$I$51*K438)","v":962.06896551724139},30,null,null,null,null,null,null,null,null,null,null,null,null,null,null,null,null,null,null,null,null,null,39028.096206896553,39,null,28,"LH",13,"28LH13",962.06896551724139,1443.1034482758621,660.71826694411413,{"$f":"MIN(AP438,360/'Roof Bay Analysis'!$I$51*AR438)","v":962.06896551724139},30]
[39032.043189655175,39032.064784482762,39,null,32,"LH",6,"32LH 6",431.89655172413791,647.84482758620686,348.12804696789539,{"$f":"MIN(I439,360/'Roof Bay Analysis'!$I$51*K439)","v":431.89655172413791},14,null,null,null,null,null,null,null,null,null,null,null,null,null,null,null,null,null,null,null,null,null,39032.043189655175,39,null,32,"LH",6,"32LH 6",431.89655172413791,647.84482758620686,348.12804696789539,{"$f":"MIN(AP439,360/'Roof Bay Analysis'!$I$51*AR439)","v":431.89655172413791},14]
[39032.048620689653,39032.072931034483,39,null,32,"LH",7,"32LH 7",486.20689655172413,729.31034482758616,387.72554994054695,{"$f":"MIN(I440,360/'Roof Bay Analysis'!$I$51*K440)","v":486.20689655172413},16,null,null,null,null,null,null,null,null,null,null,null,null,null,null,null,null,null,null,null,null,null,39032.048620689653,39,null,32,"LH",7,"32LH 7",486.20689655172413,729.31034482758616,387.72554994054695,{"$f":"MIN(AP440,360/'Roof Bay Analysis'!$I$51*AR440)","v":486.20689655172413},16]
[39032.052758620688,39032.079137931032,39,null,32,"LH",8,"32LH 8",527.58620689655174,791.37931034482767,420.7234690844233,{"$f":"MIN(I441,360/'Roof Bay Analysis'!$I$51*K441)","v":527.58620689655174},17,null,null,null,null,null,null,null,null,null,null,null,null,null,null,null,null,null,null,null,null,null,39032.052758620688,39,null,32,"LH",8,"32LH 8",527.58620689655174,791.37931034482767,420.7234690844233,{"$f":"MIN(AP441,360/'Roof Bay Analysis'!$I$51*AR441)","v":527.58620689655174},17]
[39032.066206896554,39032.099310344827,39,null,32,"LH",9,"32LH 9",662.06896551724139,993.10344827586209,526.31681034482756,{"$f":"MIN(I442,360/'Roof Bay Analysis'!$I$51*K442)","v":662.06896551724139},21,null,null,null,null,null,null,null,null,null,null,null,null,null,null,null,null,null,null,null,null,null,39032.066206896554,39,null,32,"LH",9,"32LH 9",662.06896551724139,993.10344827586209,526.31681034482756,{"$f":"MIN(AP442,360/'Roof Bay Analysis'!$I$51*AR442)","v":662.06896551724139},21]
[39032.073189655173,39032.10978448276,39,null,32,"LH",10,"32LH10",731.89655172413791,1097.844827586207,580.76337693222354,{"$f":"MIN(I443,360/'Roof Bay Analysis'!$I$51*K443)","v":731.89655172413791},21,null,null,null,null,null,null,null,null,null,null,null,null,null,null,null,null,null,null,null,null,null,39032.073189655173,39,null,32,"LH",10,"32LH10",731.89655172413791,1097.844827586207,580.76337693222354,{"$f":"MIN(AP443,360/'Roof Bay Analysis'!$I$51*AR443)","v":731.89655172413791},21]
[39032.080172413793,39032.120258620693,39,null,32,"LH",11,"32LH11",801.72413793103453,1202.5862068965519,635.20994351961951,{"$f":"MIN(I444,360/'Roof Bay Analysis'!$I$51*K444)","v":801.72413793103453},24,null,null,null,null,null,null,null,null,null,null,null,null,null,null,null,null,null,null,null,null,null,39032.080172413793,39,null,32,"LH",11,"32LH11",801.72413793103453,1202.5862068965519,635.20994351961951,{"$f":"MIN(AP444,360/'Roof Bay Analysis'!$I$51*AR444)","v":801.72413793103453},24]
[39032.094137931032,39032.141206896551,39,null,32,"LH",12,"32LH12",941.37931034482756,1412.0689655172414,742.45318073721762,{"$f":"MIN(I445,360/'Roof Bay Analysis'!$I$51*K445)","v":941.37931034482756},27,null,null,null,null,null,null,null,null,null,null,null,null,null,null,null,null,null,null,null,null,null,39032.094137931032,39,null,32,"LH",12,"32LH12",941.37931034482756,1412.0689655172414,742.45318073721762,{"$f":"MIN(AP445,360/'Roof Bay Analysis'!$I$51*AR445)","v":941.37931034482756},27]
[39032.105000000003,39032.157500000001,39,null,32,"LH",13,"32LH13",1050,1575,824.94797859690846,{"$f":"MIN(I446,360/'Roof Bay Analysis'!$I$51*K446)","v":1050},30,null,null,null,null,null,null,null,null,null,null,null,null,null,null,null,null,null,null,null,null,null,39032.105000000003,39,null,32,"LH",13,"32LH13",1050,1575,824.94797859690846,{"$f":"MIN(AP446,360/'Roof Bay Analysis'!$I$51*AR446)","v":1050},30]
[39032.108103448278,39032.162155172417,39,null,32,"LH",14,"32LH14",1081.0344827586207,1621.5517241379312,849.69641795481573,{"$f":"MIN(I447,360/'Roof Bay Analysis'!$I$51*K447)","v":1081.0344827586207},33,null,null,null,null,null,null,null,null,null,null,null,null,null,null,null,null,null,null,null,null,null,39032.108103448278,39,null,32,"LH",14,"32LH14",1081.0344827586207,1621.5517241379312,849.69641795481573,{"$f":"MIN(AP447,360/'Roof Bay Analysis'!$I$51*AR447)","v":1081.0344827586207},33]
[39032.111724137932,39032.167586206895,39,null,32,"LH",15,"32LH15",1117.2413793103449,1675.8620689655172,877.74464922711059,{"$f":"MIN(I448,360/'Roof Bay Analysis'!$I$51*K448)","v":1117.2413793103449},35,null,null,null,null,null,null,null,null,null,null,null,null,null,null,null,null,null,null,null,null,null,39032.111724137932,39,null,32,"LH",15,"32LH15",1117.2413793103449,1675.8620689655172,877.74464922711059,{"$f":"MIN(AP448,360/'Roof Bay Analysis'!$I$51*AR448)","v":1117.2413793103449},35]
[40020.022499999999,40020.033750000002,40,"X",20,"LH",2,"20LH 2",225,337.5,108,{"$f":"MIN(I449,360/'Roof Bay Analysis'!$I$51*K449)","v":162},10,null,null,null,null,null,null,null,null,null,null,null,null,null,null,null,null,null,null,null,null,null,40020.016199999998,40,"X",20,"LH",2,"20LH 2",225,337.5,108,{"$f":"MIN(AP449,360/'Roof Bay Analysis'!$I$51*AR449)","v":162},10]
[40020.025500000003,40020.038249999998,40,"X",20,"LH",3,"20LH 3",255,382.5,123,{"$f":"MIN(I450,360/'Roof Bay Analysis'!$I$51*K450)","v":184.5},11,null,null,null,null,null,null,null,null,null,null,null,null,null,null,null,null,null,null,null,null,null,40020.018450000003,40,"X",20,"LH",3,"20LH 3",255,382.5,123,{"$f":"MIN(AP450,360/'Roof Bay Analysis'!$I$51*AR450)","v":184.5},11]
[40020.028899999998,40020.04335,40,null,20,"LH",4,"20LH 4",289,433.5,139,{"$f":"MIN(I451,360/'Roof Bay Analysis'!$I$51*K451)","v":208.5},12,null,null,null,null,null,null,null,null,null,null,null,null,null,null,null,null,null,null,null,null,null,40020.020850000001,40,null,20,"LH",4,"20LH 4",289,433.5,139,{"$f":"MIN(AP451,360/'Roof Bay Analysis'!$I$51*AR451)","v":208.5},12]
[{"$f":"C452*1000+E452+I452/10000","v":40020.033600000002},{"$f":"C452*1000+E452+J452/10000","v":40020.0504},40,null,20,"LH",5,"20LH 5",336,{"$f":"1.5*I452","v":504},161,{"$f":"MIN(I452,360/'Roof Bay Analysis'!$I$51*K452)","v":241.5},14,null,null,null,null,null,null,null,null,null,null,null,null,null,null,null,null,null,null,null,null,null,{"$f":"AJ452*1000+AL452+AS452/10000","v":40020.024149999997},40,null,20,"LH",5,"20LH 5",336,{"$f":"1.5*AP452","v":504},161,{"$f":"MIN(AP452,360/'Roof Bay Analysis'!$I$51*AR452)","v":241.5},14]
[40020.037900000003,40020.056850000001,40,null,{"$f":"VALUE(LEFT(H453,2))","v":20},{"$f":"MID(H453,3,LEN(H453)-4)","v":"LH"},{"$f":"VALUE(RIGHT(H453,2))","v":6},"20LH 6",379,568.5,178,{"$f":"MIN(I453,360/'Roof Bay Analysis'!$I$51*K453)","v":267},15,null,null,null,null,null,null,null,null,null,null,null,null,null,null,null,null,null,null,null,null,null,40020.026700000002,40,null,{"$f":"VALUE(LEFT(AO453,2))","v":20},{"$f":"MID(AO453,3,LEN(AO453)-4)","v":"LH"},{"$f":"VALUE(RIGHT(AO453,2))","v":6},"20LH 6",379,568.5,178,{"$f":"MIN(AP453,360/'Roof Bay Analysis'!$I$51*AR453)","v":267},15]
[40020.042500000003,40020.063750000001,40,null,20,"LH",7,"20LH 7",425,637.5,202,{"$f":"MIN(I454,360/'Roof Bay Analysis'!$I$51*K454)","v":303},17,null,null,null,null,null,null,null,null,null,null,null,null,null,null,null,null,null,null,null,null,null,40020.030299999999,40,null,20,"LH",7,"20LH 7",425,637.5,202,{"$f":"MIN(AP454,360/'Roof Bay Analysis'!$I$51*AR454)","v":303},17]
[40020.047899999998,40020.07185,40,null,20,"LH",8,"20LH 8",479,718.5,225,{"$f":"MIN(I455,360/'Roof Bay Analysis'!$I$51*K455)","v":337.5},19,null,null,null,null,null,null,null,null,null,null,null,null,null,null,null,null,null,null,null,null,null,40020.033750000002,40,null,20,"LH",8,"20LH 8",479,718.5,225,{"$f":"MIN(AP455,360/'Roof Bay Analysis'!$I$51*AR455)","v":337.5},19]
[40020.054400000001,40020.081599999998,40,null,20,"LH",9,"20LH 9",544,816,244,{"$f":"MIN(I456,360/'Roof Bay Analysis'!$I$51*K456)","v":366},21,null,null,null,null,null,null,null,null,null,null,null,null,null,null,null,null,null,null,null,null,null,40020.036599999999,40,null,20,"LH",9,"20LH 9",544,816,244,{"$f":"MIN(AP456,360/'Roof Bay Analysis'!$I$51*AR456)","v":366},21]
[40020.060400000002,40020.090600000003,40,null,20,"LH",10,"20LH10",604,906,274,{"$f":"MIN(I457,360/'Roof Bay Analysis'!$I$51*K457)","v":411},23,null,null,null,null,null,null,null,null,null,null,null,null,null,null,null,null,null,null,null,null,null,40020.041100000002,40,null,20,"LH",10,"20LH10",604,906,274,{"$f":"MIN(AP457,360/'Roof Bay Analysis'!$I$51*AR457)","v":411},23]
[40024.027900000001,40024.041850000001,40,"X",24,"LH",3,"24LH 3",279,418.5,162,{"$f":"MIN(I458,360/'Roof Bay Analysis'!$I$51*K458)","v":243},11,null,null,null,null,null,null,null,null,null,null,null,null,null,null,null,null,null,null,null,null,null,40024.024299999997,40,"X",24,"LH",3,"24LH 3",279,418.5,162,{"$f":"MIN(AP458,360/'Roof Bay Analysis'!$I$51*AR458)","v":243},11]
[40024.031199999998,40024.046799999996,40,"X",24,"LH",4,"24LH 4",312,468,182,{"$f":"MIN(I459,360/'Roof Bay Analysis'!$I$51*K459)","v":273},12,null,null,null,null,null,null,null,null,null,null,null,null,null,null,null,null,null,null,null,null,null,40024.027300000002,40,"X",24,"LH",4,"24LH 4",312,468,182,{"$f":"MIN(AP459,360/'Roof Bay Analysis'!$I$51*AR459)","v":273},12]
[40024.0363,40024.054450000003,40,"X",24,"LH",5,"24LH 5",363,544.5,210,{"$f":"MIN(I460,360/'Roof Bay Analysis'!$I$51*K460)","v":315},13,null,null,null,null,null,null,null,null,null,null,null,null,null,null,null,null,null,null,null,null,null,40024.031499999997,40,"X",24,"LH",5,"24LH 5",363,544.5,210,{"$f":"MIN(AP460,360/'Roof Bay Analysis'!$I$51*AR460)","v":315},13]
[40024.045700000002,40024.068550000004,40,null,24,"LH",6,"24LH 6",457,685.5,263,{"$f":"MIN(I461,360/'Roof Bay Analysis'!$I$51*K461)","v":394.5},16,null,null,null,null,null,null,null,null,null,null,null,null,null,null,null,null,null,null,null,null,null,40024.039449999997,40,null,24,"LH",6,"24LH 6",457,685.5,263,{"$f":"MIN(AP461,360/'Roof Bay Analysis'!$I$51*AR461)","v":394.5},16]
[40024.051599999999,40024.077400000002,40,null,24,"LH",7,"24LH 7",516,774,297,{"$f":"MIN(I462,360/'Roof Bay Analysis'!$I$51*K462)","v":445.5},17,null,null,null,null,null,null,null,null,null,null,null,null,null,null,null,null,null,null,null,null,null,40024.044549999999,40,null,24,"LH",7,"24LH 7",516,774,297,{"$f":"MIN(AP462,360/'Roof Bay Analysis'!$I$51*AR462)","v":445.5},17]
[40024.054499999998,40024.081749999998,40,null,24,"LH",8,"24LH 8",545,817.5,314,{"$f":"MIN(I463,360/'Roof Bay Analysis'!$I$51*K463)","v":471},18,null,null,null,null,null,null,null,null,null,null,null,null,null,null,null,null,null,null,null,null,null,40024.047100000003,40,null,24,"LH",8,"24LH 8",545,817.5,314,{"$f":"MIN(AP463,360/'Roof Bay Analysis'!$I$51*AR463)","v":471},18]
[40024.066299999999,40024.099450000002,40,null,24,"LH",9,"24LH 9",663,994.5,363,{"$f":"MIN(I464,360/'Roof Bay Analysis'!$I$51*K464)","v":544.5},21,null,null,null,null,null,null,null,null,null,null,null,null,null,null,null,null,null,null,null,null,null,40024.054450000003,40,null,24,"LH",9,"24LH 9",663,994.5,363,{"$f":"MIN(AP464,360/'Roof Bay Analysis'!$I$51*AR464)","v":544.5},21]
[40024.073700000001,40024.110549999998,40,null,24,"LH",10,"24LH10",737,1105.5,406,{"$f":"MIN(I465,360/'Roof Bay Analysis'!$I$51*K465)","v":609},23,null,null,null,null,null,null,null,null,null,null,null,null,null,null,null,null,null,null,null,null,null,40024.060899999997,40,null,24,"LH",10,"24LH10",737,1105.5,406,{"$f":"MIN(AP465,360/'Roof Bay Analysis'!$I$51*AR465)","v":609},23]
[40024.078699999998,40024.118049999997,40,null,24,"LH",11,"24LH11",787,1180.5,449,{"$f":"MIN(I466,360/'Roof Bay Analysis'!$I$51*K466)","v":673.5},25,null,null,null,null,null,null,null,null,null,null,null,null,null,null,null,null,null,null,null,null,null,40024.067349999998,40,null,24,"LH",11,"24LH11",787,1180.5,449,{"$f":"MIN(AP466,360/'Roof Bay Analysis'!$I$51*AR466)","v":673.5},25]
[40028.035294117646,40028.052941176473,40,null,28,"LH",5,"28LH 5",352.94117647058823,529.41176470588232,241.64077395664148,{"$f":"MIN(I467,360/'Roof Bay Analysis'!$I$51*K467)","v":352.94117647058823},13,null,null,null,null,null,null,null,null,null,null,null,null,null,null,null,null,null,null,null,null,null,40028.035294117646,40,null,28,"LH",5,"28LH 5",352.94117647058823,529.41176470588232,241.64077395664148,{"$f":"MIN(AP467,360/'Roof Bay Analysis'!$I$51*AR467)","v":352.94117647058823},13]
[40028.046890756304,40028.070336134457,40,null,28,"LH",6,"28LH 6",468.9075630252101,703.36134453781517,318.87755102040819,{"$f":"MIN(I468,360/'Roof Bay Analysis'!$I$51*K468)","v":468.9075630252101},16,null,null,null,null,null,null,null,null,null,null,null,null,null,null,null,null,null,null,null,null,null,40028.046890756304,40,null,28,"LH",6,"28LH 6",468.9075630252101,703.36134453781517,318.87755102040819,{"$f":"MIN(AP468,360/'Roof Bay Analysis'!$I$51*AR468)","v":468.9075630252101},16]
[40028.052941176473,40028.079411764709,40,null,28,"LH",7,"28LH 7",529.41176470588232,794.11764705882342,359.70270461125625,{"$f":"MIN(I469,360/'Roof Bay Analysis'!$I$51*K469)","v":529.41176470588232},17,null,null,null,null,null,null,null,null,null,null,null,null,null,null,null,null,null,null,null,null,null,40028.052941176473,40,null,28,"LH",7,"28LH 7",529.41176470588232,794.11764705882342,359.70270461125625,{"$f":"MIN(AP469,360/'Roof Bay Analysis'!$I$51*AR469)","v":529.41176470588232},17]
[40028.056722689078,40028.085084033613,40,null,28,"LH",8,"28LH 8",567.22689075630251,850.84033613445376,383.97712025986863,{"$f":"MIN(I470,360/'Roof Bay Analysis'!$I$51*K470)","v":567.22689075630251},18,null,null,null,null,null,null,null,null,null,null,null,null,null,null,null,null,null,null,null,null,null,40028.056722689078,40,null,28,"LH",8,"28LH 8",567.22689075630251,850.84033613445376,383.97712025986863,{"$f":"MIN(AP470,360/'Roof Bay Analysis'!$I$51*AR470)","v":567.22689075630251},18]
[40028.069831932771,40028.10474789916,40,null,28,"LH",9,"28LH 9",698.31932773109247,1047.4789915966387,472.24772261845914,{"$f":"MIN(I471,360/'Roof Bay Analysis'!$I$51*K471)","v":698.31932773109247},21,null,null,null,null,null,null,null,null,null,null,null,null,null,null,null,null,null,null,null,null,null,40028.069831932771,40,null,28,"LH",9,"28LH 9",698.31932773109247,1047.4789915966387,472.24772261845914,{"$f":"MIN(AP471,360/'Roof Bay Analysis'!$I$51*AR471)","v":698.31932773109247},21]
[40028.076386554625,40028.114579831934,40,null,28,"LH",10,"28LH10",763.86554621848734,1145.798319327731,514.17625873878967,{"$f":"MIN(I472,360/'Roof Bay Analysis'!$I$51*K472)","v":763.86554621848734},23,null,null,null,null,null,null,null,null,null,null,null,null,null,null,null,null,null,null,null,null,null,40028.076386554625,40,null,28,"LH",10,"28LH10",763.86554621848734,1145.798319327731,514.17625873878967,{"$f":"MIN(AP472,360/'Roof Bay Analysis'!$I$51*AR472)","v":763.86554621848734},23]
[40028.081932773108,40028.122899159665,40,null,28,"LH",11,"28LH11",819.32773109243692,1228.9915966386554,549.48449968222587,{"$f":"MIN(I473,360/'Roof Bay Analysis'!$I$51*K473)","v":819.32773109243692},25,null,null,null,null,null,null,null,null,null,null,null,null,null,null,null,null,null,null,null,null,null,40028.081932773108,40,null,28,"LH",11,"28LH11",819.32773109243692,1228.9915966386554,549.48449968222587,{"$f":"MIN(AP473,360/'Roof Bay Analysis'!$I$51*AR473)","v":819.32773109243692},25]
[40028.089999999997,40028.135000000002,40,null,28,"LH",12,"28LH12",900,1350,601.34347856789771,{"$f":"MIN(I474,360/'Roof Bay Analysis'!$I$51*K474)","v":900},27,null,null,null,null,null,null,null,null,null,null,null,null,null,null,null,null,null,null,null,null,null,40028.089999999997,40,null,28,"LH",12,"28LH12",900,1350,601.34347856789771,{"$f":"MIN(AP474,360/'Roof Bay Analysis'!$I$51*AR474)","v":900},27]
[40028.093781512602,40028.140672268906,40,null,28,"LH",13,"28LH13",937.81512605042019,1406.7226890756303,627.82465927547491,{"$f":"MIN(I475,360/'Roof Bay Analysis'!$I$51*K475)","v":937.81512605042019},30,null,null,null,null,null,null,null,null,null,null,null,null,null,null,null,null,null,null,null,null,null,40028.093781512602,40,null,28,"LH",13,"28LH13",937.81512605042019,1406.7226890756303,627.82465927547491,{"$f":"MIN(AP475,360/'Roof Bay Analysis'!$I$51*AR475)","v":937.81512605042019},30]
[40032.042100840335,40032.063151260503,40,null,32,"LH",6,"32LH 6",421.00840336134456,631.51260504201684,330.79662453216582,{"$f":"MIN(I476,360/'Roof Bay Analysis'!$I$51*K476)","v":421.00840336134456},14,null,null,null,null,null,null,null,null,null,null,null,null,null,null,null,null,null,null,null,null,null,40032.042100840335,40,null,32,"LH",6,"32LH 6",421.00840336134456,631.51260504201684,330.79662453216582,{"$f":"MIN(AP476,360/'Roof Bay Analysis'!$I$51*AR476)","v":421.00840336134456},14]
[40032.047394957983,40032.071092436978,40,null,32,"LH",7,"32LH 7",473.94957983193279,710.92436974789916,368.42278087705671,{"$f":"MIN(I477,360/'Roof Bay Analysis'!$I$51*K477)","v":473.94957983193279},16,null,null,null,null,null,null,null,null,null,null,null,null,null,null,null,null,null,null,null,null,null,40032.047394957983,40,null,32,"LH",7,"32LH 7",473.94957983193279,710.92436974789916,368.42278087705671,{"$f":"MIN(AP477,360/'Roof Bay Analysis'!$I$51*AR477)","v":473.94957983193279},16]
[40032.051428571431,40032.077142857146,40,null,32,"LH",8,"32LH 8",514.28571428571433,771.42857142857156,399.77791116446576,{"$f":"MIN(I478,360/'Roof Bay Analysis'!$I$51*K478)","v":514.28571428571433},17,null,null,null,null,null,null,null,null,null,null,null,null,null,null,null,null,null,null,null,null,null,40032.051428571431,40,null,32,"LH",8,"32LH 8",514.28571428571433,771.42857142857156,399.77791116446576,{"$f":"MIN(AP478,360/'Roof Bay Analysis'!$I$51*AR478)","v":514.28571428571433},17]
[40032.064537815124,40032.096806722686,40,null,32,"LH",9,"32LH 9",645.37815126050418,968.06722689075627,500.11432808417487,{"$f":"MIN(I479,360/'Roof Bay Analysis'!$I$51*K479)","v":645.37815126050418},21,null,null,null,null,null,null,null,null,null,null,null,null,null,null,null,null,null,null,null,null,null,40032.064537815124,40,null,32,"LH",9,"32LH 9",645.37815126050418,968.06722689075627,500.11432808417487,{"$f":"MIN(AP479,360/'Roof Bay Analysis'!$I$51*AR479)","v":645.37815126050418},21]
[40032.071344537813,40032.107016806724,40,null,32,"LH",10,"32LH10",713.44537815126046,1070.1680672268908,551.85029305839987,{"$f":"MIN(I480,360/'Roof Bay Analysis'!$I$51*K480)","v":713.44537815126046},21,null,null,null,null,null,null,null,null,null,null,null,null,null,null,null,null,null,null,null,null,null,40032.071344537813,40,null,32,"LH",10,"32LH10",713.44537815126046,1070.1680672268908,551.85029305839987,{"$f":"MIN(AP480,360/'Roof Bay Analysis'!$I$51*AR480)","v":713.44537815126046},21]
[40032.078151260503,40032.117226890754,40,null,32,"LH",11,"32LH11",781.51260504201684,1172.2689075630253,603.58625803262487,{"$f":"MIN(I481,360/'Roof Bay Analysis'!$I$51*K481)","v":781.51260504201684},24,null,null,null,null,null,null,null,null,null,null,null,null,null,null,null,null,null,null,null,null,null,40032.078151260503,40,null,32,"LH",11,"32LH11",781.51260504201684,1172.2689075630253,603.58625803262487,{"$f":"MIN(AP481,360/'Roof Bay Analysis'!$I$51*AR481)","v":781.51260504201684},24]
[40032.091764705881,40032.137647058822,40,null,32,"LH",12,"32LH12",917.64705882352939,1376.4705882352941,705.49043146670431,{"$f":"MIN(I482,360/'Roof Bay Analysis'!$I$51*K482)","v":917.64705882352939},27,null,null,null,null,null,null,null,null,null,null,null,null,null,null,null,null,null,null,null,null,null,40032.091764705881,40,null,32,"LH",12,"32LH12",917.64705882352939,1376.4705882352941,705.49043146670431,{"$f":"MIN(AP482,360/'Roof Bay Analysis'!$I$51*AR482)","v":917.64705882352939},27]
[40032.102352941176,40032.153529411764,40,null,32,"LH",13,"32LH13",1023.5294117647059,1535.2941176470588,783.87825718522708,{"$f":"MIN(I483,360/'Roof Bay Analysis'!$I$51*K483)","v":1023.5294117647059},30,null,null,null,null,null,null,null,null,null,null,null,null,null,null,null,null,null,null,null,null,null,40032.102352941176,40,null,32,"LH",13,"32LH13",1023.5294117647059,1535.2941176470588,783.87825718522708,{"$f":"MIN(AP483,360/'Roof Bay Analysis'!$I$51*AR483)","v":1023.5294117647059},30]
[40032.10537815126,40032.15806722689,40,null,32,"LH",14,"32LH14",1053.7815126050421,1580.6722689075632,807.39460490078386,{"$f":"MIN(I484,360/'Roof Bay Analysis'!$I$51*K484)","v":1053.7815126050421},33,null,null,null,null,null,null,null,null,null,null,null,null,null,null,null,null,null,null,null,null,null,40032.10537815126,40,null,32,"LH",14,"32LH14",1053.7815126050421,1580.6722689075632,807.39460490078386,{"$f":"MIN(AP484,360/'Roof Bay Analysis'!$I$51*AR484)","v":1053.7815126050421},33]
[40032.108907563023,40032.163361344537,40,null,32,"LH",15,"32LH15",1089.0756302521008,1633.6134453781513,834.04646564508153,{"$f":"MIN(I485,360/'Roof Bay Analysis'!$I$51*K485)","v":1089.0756302521008},35,null,null,null,null,null,null,null,null,null,null,null,null,null,null,null,null,null,null,null,null,null,40032.108907563023,40,null,32,"LH",15,"32LH15",1089.0756302521008,1633.6134453781513,834.04646564508153,{"$f":"MIN(AP485,360/'Roof Bay Analysis'!$I$51*AR485)","v":1089.0756302521008},35]
[41020.021500000003,41020.032249999997,41,"X",20,"LH",2,"20LH 2",215,322.5,101,{"$f":"MIN(I486,360/'Roof Bay Analysis'!$I$51*K486)","v":151.5},10,null,null,null,null,null,null,null,null,null,null,null,null,null,null,null,null,null,null,null,null,null,41020.015149999999,41,"X",20,"LH",2,"20LH 2",215,322.5,101,{"$f":"MIN(AP486,360/'Roof Bay Analysis'!$I$51*AR486)","v":151.5},10]
[41020.024299999997,41020.03645,41,"X",20,"LH",3,"20LH 3",243,364.5,114,{"$f":"MIN(I487,360/'Roof Bay Analysis'!$I$51*K487)","v":171},11,null,null,null,null,null,null,null,null,null,null,null,null,null,null,null,null,null,null,null,null,null,41020.017099999997,41,"X",20,"LH",3,"20LH 3",243,364.5,114,{"$f":"MIN(AP487,360/'Roof Bay Analysis'!$I$51*AR487)","v":171},11]
[41020.027499999997,41020.041250000002,41,null,20,"LH",4,"20LH 4",275,412.5,129,{"$f":"MIN(I488,360/'Roof Bay Analysis'!$I$51*K488)","v":193.5},12,null,null,null,null,null,null,null,null,null,null,null,null,null,null,null,null,null,null,null,null,null,41020.019350000002,41,null,20,"LH",4,"20LH 4",275,412.5,129,{"$f":"MIN(AP488,360/'Roof Bay Analysis'!$I$51*AR488)","v":193.5},12]
[41020.032099999997,41020.048150000002,41,null,20,"LH",5,"20LH 5",321,481.5,150,{"$f":"MIN(I489,360/'Roof Bay Analysis'!$I$51*K489)","v":225},14,null,null,null,null,null,null,null,null,null,null,null,null,null,null,null,null,null,null,null,null,null,41020.022499999999,41,null,20,"LH",5,"20LH 5",321,481.5,150,{"$f":"MIN(AP489,360/'Roof Bay Analysis'!$I$51*AR489)","v":225},14]
[41020.036099999998,41020.054150000004,41,null,20,"LH",6,"20LH 6",361,541.5,165,{"$f":"MIN(I490,360/'Roof Bay Analysis'!$I$51*K490)","v":247.5},15,null,null,null,null,null,null,null,null,null,null,null,null,null,null,null,null,null,null,null,null,null,41020.024749999997,41,null,20,"LH",6,"20LH 6",361,541.5,165,{"$f":"MIN(AP490,360/'Roof Bay Analysis'!$I$51*AR490)","v":247.5},15]
[41020.040399999998,41020.060599999997,41,null,20,"LH",7,"20LH 7",404,606,187,{"$f":"MIN(I491,360/'Roof Bay Analysis'!$I$51*K491)","v":280.5},17,null,null,null,null,null,null,null,null,null,null,null,null,null,null,null,null,null,null,null,null,null,41020.028050000001,41,null,20,"LH",7,"20LH 7",404,606,187,{"$f":"MIN(AP491,360/'Roof Bay Analysis'!$I$51*AR491)","v":280.5},17]
[41020.045700000002,41020.068550000004,41,null,20,"LH",8,"20LH 8",457,685.5,209,{"$f":"MIN(I492,360/'Roof Bay Analysis'!$I$51*K492)","v":313.5},19,null,null,null,null,null,null,null,null,null,null,null,null,null,null,null,null,null,null,null,null,null,41020.031349999997,41,null,20,"LH",8,"20LH 8",457,685.5,209,{"$f":"MIN(AP492,360/'Roof Bay Analysis'!$I$51*AR492)","v":313.5},19]
[41020.051700000004,41020.077550000002,41,null,20,"LH",9,"20LH 9",517,775.5,227,{"$f":"MIN(I493,360/'Roof Bay Analysis'!$I$51*K493)","v":340.5},21,null,null,null,null,null,null,null,null,null,null,null,null,null,null,null,null,null,null,null,null,null,41020.034050000002,41,null,20,"LH",9,"20LH 9",517,775.5,227,{"$f":"MIN(AP493,360/'Roof Bay Analysis'!$I$51*AR493)","v":340.5},21]
[41020.057500000003,41020.08625,41,null,20,"LH",10,"20LH10",575,862.5,254,{"$f":"MIN(I494,360/'Roof Bay Analysis'!$I$51*K494)","v":381},23,null,null,null,null,null,null,null,null,null,null,null,null,null,null,null,null,null,null,null,null,null,41020.038099999998,41,null,20,"LH",10,"20LH10",575,862.5,254,{"$f":"MIN(AP494,360/'Roof Bay Analysis'!$I$51*AR494)","v":381},23]
[41024.026700000002,41024.040050000003,41,"X",24,"LH",3,"24LH 3",267,400.5,152,{"$f":"MIN(I495,360/'Roof Bay Analysis'!$I$51*K495)","v":228},11,null,null,null,null,null,null,null,null,null,null,null,null,null,null,null,null,null,null,null,null,null,41024.022799999999,41,"X",24,"LH",3,"24LH 3",267,400.5,152,{"$f":"MIN(AP495,360/'Roof Bay Analysis'!$I$51*AR495)","v":228},11]
[41024.029799999997,41024.044699999999,41,"X",24,"LH",4,"24LH 4",298,447,169,{"$f":"MIN(I496,360/'Roof Bay Analysis'!$I$51*K496)","v":253.5},12,null,null,null,null,null,null,null,null,null,null,null,null,null,null,null,null,null,null,null,null,null,41024.025350000004,41,"X",24,"LH",4,"24LH 4",298,447,169,{"$f":"MIN(AP496,360/'Roof Bay Analysis'!$I$51*AR496)","v":253.5},12]
[41024.034699999997,41024.052049999998,41,"X",24,"LH",5,"24LH 5",347,520.5,196,{"$f":"MIN(I497,360/'Roof Bay Analysis'!$I$51*K497)","v":294},13,null,null,null,null,null,null,null,null,null,null,null,null,null,null,null,null,null,null,null,null,null,41024.029399999999,41,"X",24,"LH",5,"24LH 5",347,520.5,196,{"$f":"MIN(AP497,360/'Roof Bay Analysis'!$I$51*AR497)","v":294},13]
[41024.043700000002,41024.065549999999,41,null,24,"LH",6,"24LH 6",437,655.5,245,{"$f":"MIN(I498,360/'Roof Bay Analysis'!$I$51*K498)","v":367.5},16,null,null,null,null,null,null,null,null,null,null,null,null,null,null,null,null,null,null,null,null,null,41024.036749999999,41,null,24,"LH",6,"24LH 6",437,655.5,245,{"$f":"MIN(AP498,360/'Roof Bay Analysis'!$I$51*AR498)","v":367.5},16]
[41024.049099999997,41024.073649999998,41,null,24,"LH",7,"24LH 7",491,736.5,276,{"$f":"MIN(I499,360/'Roof Bay Analysis'!$I$51*K499)","v":414},17,null,null,null,null,null,null,null,null,null,null,null,null,null,null,null,null,null,null,null,null,null,41024.041400000002,41,null,24,"LH",7,"24LH 7",491,736.5,276,{"$f":"MIN(AP499,360/'Roof Bay Analysis'!$I$51*AR499)","v":414},17]
[41024.052000000003,41024.078000000001,41,null,24,"LH",8,"24LH 8",520,780,292,{"$f":"MIN(I500,360/'Roof Bay Analysis'!$I$51*K500)","v":438},18,null,null,null,null,null,null,null,null,null,null,null,null,null,null,null,null,null,null,null,null,null,41024.043799999999,41,null,24,"LH",8,"24LH 8",520,780,292,{"$f":"MIN(AP500,360/'Roof Bay Analysis'!$I$51*AR500)","v":438},18]
[41024.063199999997,41024.094799999999,41,null,24,"LH",9,"24LH 9",632,948,337,{"$f":"MIN(I501,360/'Roof Bay Analysis'!$I$51*K501)","v":505.5},21,null,null,null,null,null,null,null,null,null,null,null,null,null,null,null,null,null,null,null,null,null,41024.05055,41,null,24,"LH",9,"24LH 9",632,948,337,{"$f":"MIN(AP501,360/'Roof Bay Analysis'!$I$51*AR501)","v":505.5},21]
[41028.045737704917,41028.068606557375,41,null,28,"LH",6,"28LH 6",457.37704918032784,686.06557377049171,303.38786616500943,{"$f":"MIN(I505,360/'Roof Bay Analysis'!$I$51*K505)","v":455.08179924751414},16,null,null,null,null,null,null,null,null,null,null,null,null,null,null,null,null,null,null,null,null,null,41028.045508179923,41,null,28,"LH",6,"28LH 6",457.37704918032784,686.06557377049171,303.38786616500943,{"$f":"MIN(AP505,360/'Roof Bay Analysis'!$I$51*AR505)","v":455.08179924751414},16]
[41028.068114754096,41028.102172131148,41,null,28,"LH",9,"28LH 9",681.14754098360652,1021.7213114754097,449.30798172534264,{"$f":"MIN(I508,360/'Roof Bay Analysis'!$I$51*K508)","v":673.96197258801396},21,null,null,null,null,null,null,null,null,null,null,null,null,null,null,null,null,null,null,null,null,null,41028.067396197257,41,null,28,"LH",9,"28LH 9",681.14754098360652,1021.7213114754097,449.30798172534264,{"$f":"MIN(AP508,360/'Roof Bay Analysis'!$I$51*AR508)","v":673.96197258801396},21]
[41028.091475409834,41028.137213114751,41,null,28,"LH",13,"28LH13",914.75409836065569,1372.1311475409834,597.32766729373827,{"$f":"MIN(I512,360/'Roof Bay Analysis'!$I$51*K512)","v":895.99150094060747},30,null,null,null,null,null,null,null,null,null,null,null,null,null,null,null,null,null,null,null,null,null,41028.089599150095,41,null,28,"LH",13,"28LH13",914.75409836065569,1372.1311475409834,597.32766729373827,{"$f":"MIN(AP512,360/'Roof Bay Analysis'!$I$51*AR512)","v":895.99150094060747},30]
[41032.046229508196,41032.069344262294,41,null,32,"LH",7,"32LH 7",462.29508196721309,693.44262295081967,350.52640419242141,{"$f":"MIN(I514,360/'Roof Bay Analysis'!$I$51*K514)","v":462.29508196721309},16,null,null,null,null,null,null,null,null,null,null,null,null,null,null,null,null,null,null,null,null,null,41032.046229508196,41,null,32,"LH",7,"32LH 7",462.29508196721309,693.44262295081967,350.52640419242141,{"$f":"MIN(AP514,360/'Roof Bay Analysis'!$I$51*AR514)","v":462.29508196721309},16]
[41032.089508196725,41032.134262295083,41,null,32,"LH",12,"32LH12",895.08196721311481,1342.6229508196723,671.22077398548777,{"$f":"MIN(I519,360/'Roof Bay Analysis'!$I$51*K519)","v":895.08196721311481},27,null,null,null,null,null,null,null,null,null,null,null,null,null,null,null,null,null,null,null,null,null,41032.089508196725,41,null,32,"LH",12,"32LH12",895.08196721311481,1342.6229508196723,671.22077398548777,{"$f":"MIN(AP519,360/'Roof Bay Analysis'!$I$51*AR519)","v":895.08196721311481},27]
[41032.099836065572,41032.149754098362,41,null,32,"LH",13,"32LH13",998.36065573770497,1497.5409836065573,745.80085998387528,{"$f":"MIN(I520,360/'Roof Bay Analysis'!$I$51*K520)","v":998.36065573770497},30,null,null,null,null,null,null,null,null,null,null,null,null,null,null,null,null,null,null,null,null,null,41032.099836065572,41,null,32,"LH",13,"32LH13",998.36065573770497,1497.5409836065573,745.80085998387528,{"$f":"MIN(AP520,360/'Roof Bay Analysis'!$I$51*AR520)","v":998.36065573770497},30]
[42024.025500000003,42024.038249999998,42,"X",24,"LH",3,"24LH 3",255,382.5,141,{"$f":"MIN(I523,360/'Roof Bay Analysis'!$I$51*K523)","v":211.5},11,null,null,null,null,null,null,null,null,null,null,null,null,null,null,null,null,null,null,null,null,null,42024.02115,42,"X",24,"LH",3,"24LH 3",255,382.5,141,{"$f":"MIN(AP523,360/'Roof Bay Analysis'!$I$51*AR523)","v":211.5},11]
[42024.046799999996,42024.070200000002,42,null,24,"LH",7,"24LH 7",468,702,257,{"$f":"MIN(I527,360/'Roof Bay Analysis'!$I$51*K527)","v":385.5},17,null,null,null,null,null,null,null,null,null,null,null,null,null,null,null,null,null,null,null,null,null,42024.038549999997,42,null,24,"LH",7,"24LH 7",468,702,257,{"$f":"MIN(AP527,360/'Roof Bay Analysis'!$I$51*AR527)","v":385.5},17]
[42024.073400000001,42024.110099999998,42,null,24,"LH",11,"24LH11",734,1101,388,{"$f":"MIN(I531,360/'Roof Bay Analysis'!$I$51*K531)","v":582},25,null,null,null,null,null,null,null,null,null,null,null,null,null,null,null,null,null,null,null,null,null,42024.058199999999,42,null,24,"LH",11,"24LH11",734,1101,388,{"$f":"MIN(AP531,360/'Roof Bay Analysis'!$I$51*AR531)","v":582},25]
[42028.050499999998,42028.075750000004,42,null,28,"LH",7,"28LH 7",505,757.5,326,{"$f":"MIN(I534,360/'Roof Bay Analysis'!$I$51*K534)","v":489},17,null,null,null,null,null,null,null,null,null,null,null,null,null,null,null,null,null,null,null,null,null,42028.048900000002,42,null,28,"LH",7,"28LH 7",505,757.5,326,{"$f":"MIN(AP534,360/'Roof Bay Analysis'!$I$51*AR534)","v":489},17]
[42028.078000000001,42028.116999999998,42,null,28,"LH",11,"28LH11",780,1170,498,{"$f":"MIN(I538,360/'Roof Bay Analysis'!$I$51*K538)","v":747},25,null,null,null,null,null,null,null,null,null,null,null,null,null,null,null,null,null,null,null,null,null,42028.074699999997,42,null,28,"LH",11,"28LH11",780,1170,498,{"$f":"MIN(AP538,360/'Roof Bay Analysis'!$I$51*AR538)","v":747},25]
[42032.040079999999,42032.060120000002,42,null,32,"LH",6,"32LH 6",400.8,601.20000000000005,299.80230399999999,{"$f":"MIN(I541,360/'Roof Bay Analysis'!$I$51*K541)","v":400.8},14,null,null,null,null,null,null,null,null,null,null,null,null,null,null,null,null,null,null,null,null,null,42032.040079999999,42,null,32,"LH",6,"32LH 6",400.8,601.20000000000005,299.80230399999999,{"$f":"MIN(AP541,360/'Roof Bay Analysis'!$I$51*AR541)","v":400.8},14]
[42032.061439999998,42032.09216,42,null,32,"LH",9,"32LH 9",614.4,921.59999999999991,453.25561599999997,{"$f":"MIN(I544,360/'Roof Bay Analysis'!$I$51*K544)","v":614.4},21,null,null,null,null,null,null,null,null,null,null,null,null,null,null,null,null,null,null,null,null,null,42032.061439999998,42,null,32,"LH",9,"32LH 9",614.4,921.59999999999991,453.25561599999997,{"$f":"MIN(AP544,360/'Roof Bay Analysis'!$I$51*AR544)","v":614.4},21]
[42032.097439999998,42032.146159999997,42,null,32,"LH",13,"32LH13",974.4,1461.6,710.43200000000002,{"$f":"MIN(I548,360/'Roof Bay Analysis'!$I$51*K548)","v":974.4},30,null,null,null,null,null,null,null,null,null,null,null,null,null,null,null,null,null,null,null,null,null,42032.097439999998,42,null,32,"LH",13,"32LH13",974.4,1461.6,710.43200000000002,{"$f":"MIN(AP548,360/'Roof Bay Analysis'!$I$51*AR548)","v":974.4},30]
[42032.100319999998,42032.150479999997,42,null,32,"LH",14,"32LH14",1003.2,1504.8000000000002,731.74495999999999,{"$f":"MIN(I549,360/'Roof Bay Analysis'!$I$51*K549)","v":1003.2},33,null,null,null,null,null,null,null,null,null,null,null,null,null,null,null,null,null,null,null,null,null,42032.100319999998,42,null,32,"LH",14,"32LH14",1003.2,1504.8000000000002,731.74495999999999,{"$f":"MIN(AP549,360/'Roof Bay Analysis'!$I$51*AR549)","v":1003.2},33]
[43024.0317,43024.047550000003,43,"X",24,"LH",5,"24LH 5",317,475.5,171,{"$f":"MIN(I553,360/'Roof Bay Analysis'!$I$51*K553)","v":256.5},13,null,null,null,null,null,null,null,null,null,null,null,null,null,null,null,null,null,null,null,null,null,43024.025650000003,43,"X",24,"LH",5,"24LH 5",317,475.5,171,{"$f":"MIN(AP553,360/'Roof Bay Analysis'!$I$51*AR553)","v":256.5},13]
[43024.047500000001,43024.071250000001,43,null,24,"LH",8,"24LH 8",475,712.5,254,{"$f":"MIN(I556,360/'Roof Bay Analysis'!$I$51*K556)","v":381},18,null,null,null,null,null,null,null,null,null,null,null,null,null,null,null,null,null,null,null,null,null,43024.038099999998,43,null,24,"LH",8,"24LH 8",475,712.5,254,{"$f":"MIN(AP556,360/'Roof Bay Analysis'!$I$51*AR556)","v":381},18]
[43024.070099999997,43024.105150000003,43,null,24,"LH",11,"24LH11",701,1051.5,361,{"$f":"MIN(I559,360/'Roof Bay Analysis'!$I$51*K559)","v":541.5},25,null,null,null,null,null,null,null,null,null,null,null,null,null,null,null,null,null,null,null,null,null,43024.054150000004,43,null,24,"LH",11,"24LH11",701,1051.5,361,{"$f":"MIN(AP559,360/'Roof Bay Analysis'!$I$51*AR559)","v":541.5},25]
[43028.0429,43028.064350000001,43,null,28,"LH",6,"28LH 6",429,643.5,270,{"$f":"MIN(I561,360/'Roof Bay Analysis'!$I$51*K561)","v":405},16,null,null,null,null,null,null,null,null,null,null,null,null,null,null,null,null,null,null,null,null,null,43028.040500000003,43,null,28,"LH",6,"28LH 6",429,643.5,270,{"$f":"MIN(AP561,360/'Roof Bay Analysis'!$I$51*AR561)","v":405},16]
[43028.083700000003,43028.125549999997,43,null,28,"LH",12,"28LH12",837,1255.5,520,{"$f":"MIN(I567,360/'Roof Bay Analysis'!$I$51*K567)","v":780},27,null,null,null,null,null,null,null,null,null,null,null,null,null,null,null,null,null,null,null,null,null,43028.078000000001,43,null,28,"LH",12,"28LH12",837,1255.5,520,{"$f":"MIN(AP567,360/'Roof Bay Analysis'!$I$51*AR567)","v":780},27]
[43028.087399999997,43028.131099999999,43,null,28,"LH",13,"28LH13",874,1311,543,{"$f":"MIN(I568,360/'Roof Bay Analysis'!$I$51*K568)","v":814.5},30,null,null,null,null,null,null,null,null,null,null,null,null,null,null,null,null,null,null,null,null,null,43028.081449999998,43,null,28,"LH",13,"28LH13",874,1311,543,{"$f":"MIN(AP568,360/'Roof Bay Analysis'!$I$51*AR568)","v":814.5},30]
[43032.047812500001,43032.071718749998,43,null,32,"LH",8,"32LH 8",478.125,717.1875,345.53558349609375,{"$f":"MIN(I571,360/'Roof Bay Analysis'!$I$51*K571)","v":478.125},17,null,null,null,null,null,null,null,null,null,null,null,null,null,null,null,null,null,null,null,null,null,43032.047812500001,43,null,32,"LH",8,"32LH 8",478.125,717.1875,345.53558349609375,{"$f":"MIN(AP571,360/'Roof Bay Analysis'!$I$51*AR571)","v":478.125},17]
[43032.072656249999,43032.108984375001,43,null,32,"LH",11,"32LH11",726.5625,1089.84375,521.69097900390625,{"$f":"MIN(I574,360/'Roof Bay Analysis'!$I$51*K574)","v":726.5625},24,null,null,null,null,null,null,null,null,null,null,null,null,null,null,null,null,null,null,null,null,null,43032.072656249999,43,null,32,"LH",11,"32LH11",726.5625,1089.84375,521.69097900390625,{"$f":"MIN(AP574,360/'Roof Bay Analysis'!$I$51*AR574)","v":726.5625},24]
[43032.10125,43032.151875000003,43,null,32,"LH",15,"32LH15",1012.5,1518.75,720.882080078125,{"$f":"MIN(I578,360/'Roof Bay Analysis'!$I$51*K578)","v":1012.5},35,null,null,null,null,null,null,null,null,null,null,null,null,null,null,null,null,null,null,null,null,null,43032.10125,43,null,32,"LH",15,"32LH15",1012.5,1518.75,720.882080078125,{"$f":"MIN(AP578,360/'Roof Bay Analysis'!$I$51*AR578)","v":1012.5},35]
[43036.061171875001,43036.091757812501,43,null,36,"LH",10,"36LH10",611.71875,917.578125,498.69488525390625,{"$f":"MIN(I582,360/'Roof Bay Analysis'!$I$51*K582)","v":611.71875},21,null,null,null,null,null,null,null,null,null,null,null,null,null,null,null,null,null,null,null,null,null,43036.061171875001,43,null,36,"LH",10,"36LH10",611.71875,917.578125,498.69488525390625,{"$f":"MIN(AP582,360/'Roof Bay Analysis'!$I$51*AR582)","v":611.71875},21]
[43036.093984375002,43036.140976562499,43,null,36,"LH",13,"36LH13",939.84375,1409.765625,758.08929443359375,{"$f":"MIN(I585,360/'Roof Bay Analysis'!$I$51*K585)","v":939.84375},30,null,null,null,null,null,null,null,null,null,null,null,null,null,null,null,null,null,null,null,null,null,43036.093984375002,43,null,36,"LH",13,"36LH13",939.84375,1409.765625,758.08929443359375,{"$f":"MIN(AP585,360/'Roof Bay Analysis'!$I$51*AR585)","v":939.84375},30]
[44024.0262,44024.039299999997,44,"X",24,"LH",4,"24LH 4",262,393,138,{"$f":"MIN(I589,360/'Roof Bay Analysis'!$I$51*K589)","v":207},12,null,null,null,null,null,null,null,null,null,null,null,null,null,null,null,null,null,null,null,null,null,44024.020700000001,44,"X",24,"LH",4,"24LH 4",262,393,138,{"$f":"MIN(AP589,360/'Roof Bay Analysis'!$I$51*AR589)","v":207},12]
[44024.042600000001,44024.063900000001,44,null,24,"LH",7,"24LH 7",426,639,223,{"$f":"MIN(I592,360/'Roof Bay Analysis'!$I$51*K592)","v":334.5},17,null,null,null,null,null,null,null,null,null,null,null,null,null,null,null,null,null,null,null,null,null,44024.033450000003,44,null,24,"LH",7,"24LH 7",426,639,223,{"$f":"MIN(AP592,360/'Roof Bay Analysis'!$I$51*AR592)","v":334.5},17]
[44024.060799999999,44024.091200000003,44,null,24,"LH",10,"24LH10",608,912,304,{"$f":"MIN(I595,360/'Roof Bay Analysis'!$I$51*K595)","v":456},23,null,null,null,null,null,null,null,null,null,null,null,null,null,null,null,null,null,null,null,null,null,44024.045599999998,44,null,24,"LH",10,"24LH10",608,912,304,{"$f":"MIN(AP595,360/'Roof Bay Analysis'!$I$51*AR595)","v":456},23]
[44028.031000000003,44028.046499999997,44,"X",28,"LH",5,"28LH 5",310,465,192,{"$f":"MIN(I597,360/'Roof Bay Analysis'!$I$51*K597)","v":288},13,null,null,null,null,null,null,null,null,null,null,null,null,null,null,null,null,null,null,null,null,null,44028.0288,44,"X",28,"LH",5,"28LH 5",310,465,192,{"$f":"MIN(AP597,360/'Roof Bay Analysis'!$I$51*AR597)","v":288},13]
[44028.049599999998,44028.074399999998,44,null,28,"LH",8,"28LH 8",496,744,305,{"$f":"MIN(I600,360/'Roof Bay Analysis'!$I$51*K600)","v":457.5},18,null,null,null,null,null,null,null,null,null,null,null,null,null,null,null,null,null,null,null,null,null,44028.045749999997,44,null,28,"LH",8,"28LH 8",496,744,305,{"$f":"MIN(AP600,360/'Roof Bay Analysis'!$I$51*AR600)","v":457.5},18]
[44028.0818,44028.1227,44,null,28,"LH",12,"28LH12",818,1227,496,{"$f":"MIN(I604,360/'Roof Bay Analysis'!$I$51*K604)","v":744},27,null,null,null,null,null,null,null,null,null,null,null,null,null,null,null,null,null,null,null,null,null,44028.074399999998,44,null,28,"LH",12,"28LH12",818,1227,496,{"$f":"MIN(AP604,360/'Roof Bay Analysis'!$I$51*AR604)","v":744},27]
[44032.043053435118,44032.06458015267,44,null,32,"LH",7,"32LH 7",430.53435114503816,645.80152671755718,304.01695705378472,{"$f":"MIN(I607,360/'Roof Bay Analysis'!$I$51*K607)","v":430.53435114503816},16,null,null,null,null,null,null,null,null,null,null,null,null,null,null,null,null,null,null,null,null,null,44032.043053435118,44,null,32,"LH",7,"32LH 7",430.53435114503816,645.80152671755718,304.01695705378472,{"$f":"MIN(AP607,360/'Roof Bay Analysis'!$I$51*AR607)","v":430.53435114503816},16]
[44032.083358778626,44032.125038167942,44,null,32,"LH",12,"32LH12",833.58778625954199,1250.3816793893129,582.16013052852395,{"$f":"MIN(I612,360/'Roof Bay Analysis'!$I$51*K612)","v":833.58778625954199},27,null,null,null,null,null,null,null,null,null,null,null,null,null,null,null,null,null,null,null,null,null,44032.083358778626,44,null,32,"LH",12,"32LH12",833.58778625954199,1250.3816793893129,582.16013052852395,{"$f":"MIN(AP612,360/'Roof Bay Analysis'!$I$51*AR612)","v":833.58778625954199},27]
[44032.098931297711,44032.148396946563,44,null,32,"LH",15,"32LH15",989.3129770992366,1483.969465648855,688.24264320261057,{"$f":"MIN(I615,360/'Roof Bay Analysis'!$I$51*K615)","v":989.3129770992366},35,null,null,null,null,null,null,null,null,null,null,null,null,null,null,null,null,null,null,null,null,null,44032.098931297711,44,null,32,"LH",15,"32LH15",989.3129770992366,1483.969465648855,688.24264320261057,{"$f":"MIN(AP615,360/'Roof Bay Analysis'!$I$51*AR615)","v":989.3129770992366},35]
[44036.054274809161,44036.081412213738,44,null,36,"LH",9,"36LH 9",542.74809160305347,814.12213740458014,430.77110890973722,{"$f":"MIN(I618,360/'Roof Bay Analysis'!$I$51*K618)","v":542.74809160305347},21,null,null,null,null,null,null,null,null,null,null,null,null,null,null,null,null,null,null,null,null,null,44036.054274809161,44,null,36,"LH",9,"36LH 9",542.74809160305347,814.12213740458014,430.77110890973722,{"$f":"MIN(AP618,360/'Roof Bay Analysis'!$I$51*AR618)","v":542.74809160305347},21]
[44036.059770992368,44036.089656488548,44,null,36,"LH",10,"36LH10",597.70992366412213,896.56488549618325,476.11543616339372,{"$f":"MIN(I619,360/'Roof Bay Analysis'!$I$51*K619)","v":597.70992366412213},21,null,null,null,null,null,null,null,null,null,null,null,null,null,null,null,null,null,null,null,null,null,44036.059770992368,44,null,36,"LH",10,"36LH10",597.70992366412213,896.56488549618325,476.11543616339372,{"$f":"MIN(AP619,360/'Roof Bay Analysis'!$I$51*AR619)","v":597.70992366412213},21]
[44036.091832061065,44036.137748091605,44,null,36,"LH",13,"36LH13",918.32061068702285,1377.4809160305342,723.76522347182561,{"$f":"MIN(I622,360/'Roof Bay Analysis'!$I$51*K622)","v":918.32061068702285},30,null,null,null,null,null,null,null,null,null,null,null,null,null,null,null,null,null,null,null,null,null,44036.091832061065,44,null,36,"LH",13,"36LH13",918.32061068702285,1377.4809160305342,723.76522347182561,{"$f":"MIN(AP622,360/'Roof Bay Analysis'!$I$51*AR622)","v":918.32061068702285},30]
[45024.022400000002,45024.033600000002,45,"X",24,"LH",3,"24LH 3",224,336,116,{"$f":"MIN(I625,360/'Roof Bay Analysis'!$I$51*K625)","v":174},11,null,null,null,null,null,null,null,null,null,null,null,null,null,null,null,null,null,null,null,null,null,45024.017399999997,45,"X",24,"LH",3,"24LH 3",224,336,116,{"$f":"MIN(AP625,360/'Roof Bay Analysis'!$I$51*AR625)","v":174},11]
[45024.0435,45024.06525,45,null,24,"LH",8,"24LH 8",435,652.5,222,{"$f":"MIN(I630,360/'Roof Bay Analysis'!$I$51*K630)","v":333},18,null,null,null,null,null,null,null,null,null,null,null,null,null,null,null,null,null,null,null,null,null,45024.033300000003,45,null,24,"LH",8,"24LH 8",435,652.5,222,{"$f":"MIN(AP630,360/'Roof Bay Analysis'!$I$51*AR630)","v":333},18]
[45024.064200000001,45024.096299999997,45,null,24,"LH",11,"24LH11",642,963,315,{"$f":"MIN(I633,360/'Roof Bay Analysis'!$I$51*K633)","v":472.5},25,null,null,null,null,null,null,null,null,null,null,null,null,null,null,null,null,null,null,null,null,null,45024.047250000003,45,null,24,"LH",11,"24LH11",642,963,315,{"$f":"MIN(AP633,360/'Roof Bay Analysis'!$I$51*AR633)","v":472.5},25]
[45028.047500000001,45028.071250000001,45,null,28,"LH",8,"28LH 8",475,712.5,285,{"$f":"MIN(I637,360/'Roof Bay Analysis'!$I$51*K637)","v":427.5},18,null,null,null,null,null,null,null,null,null,null,null,null,null,null,null,null,null,null,null,null,null,45028.042750000001,45,null,28,"LH",8,"28LH 8",475,712.5,285,{"$f":"MIN(AP637,360/'Roof Bay Analysis'!$I$51*AR637)","v":427.5},18]
[45028.071100000001,45028.106650000002,45,null,28,"LH",11,"28LH11",711,1066.5,423,{"$f":"MIN(I640,360/'Roof Bay Analysis'!$I$51*K640)","v":634.5},25,null,null,null,null,null,null,null,null,null,null,null,null,null,null,null,null,null,null,null,null,null,45028.063450000001,45,null,28,"LH",11,"28LH11",711,1066.5,423,{"$f":"MIN(AP640,360/'Roof Bay Analysis'!$I$51*AR640)","v":634.5},25]
[45028.083500000001,45028.125249999997,45,null,28,"LH",13,"28LH13",835,1252.5,495,{"$f":"MIN(I642,360/'Roof Bay Analysis'!$I$51*K642)","v":742.5},30,null,null,null,null,null,null,null,null,null,null,null,null,null,null,null,null,null,null,null,null,null,45028.074249999998,45,null,28,"LH",13,"28LH13",835,1252.5,495,{"$f":"MIN(AP642,360/'Roof Bay Analysis'!$I$51*AR642)","v":742.5},30]
[45032.04567164179,45032.068507462689,45,null,{"$f":"VALUE(LEFT(H645,2))","v":32},{"$f":"MID(H645,3,LEN(H645)-4)","v":"LH"},{"$f":"VALUE(RIGHT(H645,2))","v":8},"32LH 8",456.71641791044777,685.07462686567169,315.28486299844064,{"$f":"MIN(I645,360/'Roof Bay Analysis'!$I$51*K645)","v":456.71641791044777},17,null,null,null,null,null,null,null,null,null,null,null,null,null,null,null,null,null,null,null,null,null,45032.04567164179,45,null,{"$f":"VALUE(LEFT(AO645,2))","v":32},{"$f":"MID(AO645,3,LEN(AO645)-4)","v":"LH"},{"$f":"VALUE(RIGHT(AO645,2))","v":8},"32LH 8",456.71641791044777,685.07462686567169,315.28486299844064,{"$f":"MIN(AP645,360/'Roof Bay Analysis'!$I$51*AR645)","v":456.71641791044777},17]
[45032.069402985071,45032.104104477614,45,null,32,"LH",11,"32LH11",694.02985074626861,1041.044776119403,476.01832256627313,{"$f":"MIN(I648,360/'Roof Bay Analysis'!$I$51*K648)","v":694.02985074626861},24,null,null,null,null,null,null,null,null,null,null,null,null,null,null,null,null,null,null,null,null,null,45032.069402985071,45,null,32,"LH",11,"32LH11",694.02985074626861,1041.044776119403,476.01832256627313,{"$f":"MIN(AP648,360/'Roof Bay Analysis'!$I$51*AR648)","v":694.02985074626861},24]
[45032.093582089554,45032.140373134331,45,null,32,"LH",14,"32LH14",935.82089552238801,1403.731343283582,636.75178213410561,{"$f":"MIN(I651,360/'Roof Bay Analysis'!$I$51*K651)","v":935.82089552238801},33,null,null,null,null,null,null,null,null,null,null,null,null,null,null,null,null,null,null,null,null,null,45032.093582089554,45,null,32,"LH",14,"32LH14",935.82089552238801,1403.731343283582,636.75178213410561,{"$f":"MIN(AP651,360/'Roof Bay Analysis'!$I$51*AR651)","v":935.82089552238801},33]
[45036.053059701495,45036.079589552239,45,null,36,"LH",9,"36LH 9",530.59701492537317,795.89552238805982,411.69876364446424,{"$f":"MIN(I655,360/'Roof Bay Analysis'!$I$51*K655)","v":530.59701492537317},21,null,null,null,null,null,null,null,null,null,null,null,null,null,null,null,null,null,null,null,null,null,45036.053059701495,45,null,36,"LH",9,"36LH 9",530.59701492537317,795.89552238805982,411.69876364446424,{"$f":"MIN(AP655,360/'Roof Bay Analysis'!$I$51*AR655)","v":530.59701492537317},21]
[45036.089776119406,45036.134664179102,45,null,36,"LH",13,"36LH13",897.7611940298508,1346.6417910447763,691.72059478725771,{"$f":"MIN(I659,360/'Roof Bay Analysis'!$I$51*K659)","v":897.7611940298508},30,null,null,null,null,null,null,null,null,null,null,null,null,null,null,null,null,null,null,null,null,null,45036.089776119406,45,null,36,"LH",13,"36LH13",897.7611940298508,1346.6417910447763,691.72059478725771,{"$f":"MIN(AP659,360/'Roof Bay Analysis'!$I$51*AR659)","v":897.7611940298508},30]
[46024.024100000002,46024.03615,46,"X",24,"LH",4,"24LH 4",241,361.5,122,{"$f":"MIN(I663,360/'Roof Bay Analysis'!$I$51*K663)","v":183},12,null,null,null,null,null,null,null,null,null,null,null,null,null,null,null,null,null,null,null,null,null,46024.018300000003,46,"X",24,"LH",4,"24LH 4",241,361.5,122,{"$f":"MIN(AP663,360/'Roof Bay Analysis'!$I$51*AR663)","v":183},12]
[46024.0389,46024.058349999999,46,null,24,"LH",7,"24LH 7",389,583.5,195,{"$f":"MIN(I666,360/'Roof Bay Analysis'!$I$51*K666)","v":292.5},17,null,null,null,null,null,null,null,null,null,null,null,null,null,null,null,null,null,null,null,null,null,46024.02925,46,null,24,"LH",7,"24LH 7",389,583.5,195,{"$f":"MIN(AP666,360/'Roof Bay Analysis'!$I$51*AR666)","v":292.5},17]
[46024.0556,46024.083400000003,46,null,24,"LH",10,"24LH10",556,834,266,{"$f":"MIN(I669,360/'Roof Bay Analysis'!$I$51*K669)","v":399},23,null,null,null,null,null,null,null,null,null,null,null,null,null,null,null,null,null,null,null,null,null,46024.039900000003,46,null,24,"LH",10,"24LH10",556,834,266,{"$f":"MIN(AP669,360/'Roof Bay Analysis'!$I$51*AR669)","v":399},23]
[46024.061600000001,46024.092400000001,46,null,24,"LH",11,"24LH11",616,924,294,{"$f":"MIN(I670,360/'Roof Bay Analysis'!$I$51*K670)","v":441},25,null,null,null,null,null,null,null,null,null,null,null,null,null,null,null,null,null,null,null,null,null,46024.044099999999,46,null,24,"LH",11,"24LH11",616,924,294,{"$f":"MIN(AP670,360/'Roof Bay Analysis'!$I$51*AR670)","v":441},25]
[46028.0625,46028.09375,46,null,28,"LH",10,"28LH10",625,937.5,364,{"$f":"MIN(I676,360/'Roof Bay Analysis'!$I$51*K676)","v":546},23,null,null,null,null,null,null,null,null,null,null,null,null,null,null,null,null,null,null,null,null,null,46028.054600000003,46,null,28,"LH",10,"28LH10",625,937.5,364,{"$f":"MIN(AP676,360/'Roof Bay Analysis'!$I$51*AR676)","v":546},23]
[46028.078200000004,46028.117299999998,46,null,28,"LH",12,"28LH12",782,1173,454,{"$f":"MIN(I678,360/'Roof Bay Analysis'!$I$51*K678)","v":681},27,null,null,null,null,null,null,null,null,null,null,null,null,null,null,null,null,null,null,null,null,null,46028.068099999997,46,null,28,"LH",12,"28LH12",782,1173,454,{"$f":"MIN(AP678,360/'Roof Bay Analysis'!$I$51*AR678)","v":681},27]
[46032.04116788321,46032.061751824818,46,null,32,"LH",7,"32LH 7",411.67883211678833,617.51824817518252,277.97085619905164,{"$f":"MIN(I681,360/'Roof Bay Analysis'!$I$51*K681)","v":411.67883211678833},16,null,null,null,null,null,null,null,null,null,null,null,null,null,null,null,null,null,null,null,null,null,46032.04116788321,46,null,32,"LH",7,"32LH 7",411.67883211678833,617.51824817518252,277.97085619905164,{"$f":"MIN(AP681,360/'Roof Bay Analysis'!$I$51*AR681)","v":411.67883211678833},16]
[46032.061970802919,46032.092956204382,46,null,32,"LH",10,"32LH10",619.70802919708024,929.56204379562041,416.36485694496241,{"$f":"MIN(I684,360/'Roof Bay Analysis'!$I$51*K684)","v":619.70802919708024},21,null,null,null,null,null,null,null,null,null,null,null,null,null,null,null,null,null,null,null,null,null,46032.061970802919,46,null,32,"LH",10,"32LH10",619.70802919708024,929.56204379562041,416.36485694496241,{"$f":"MIN(AP684,360/'Roof Bay Analysis'!$I$51*AR684)","v":619.70802919708024},21]
[46032.091532846716,46032.137299270071,46,null,32,"LH",14,"32LH14",915.32846715328469,1372.992700729927,609.17017422345361,{"$f":"MIN(I688,360/'Roof Bay Analysis'!$I$51*K688)","v":913.75526133518042},33,null,null,null,null,null,null,null,null,null,null,null,null,null,null,null,null,null,null,null,null,null,46032.091375526135,46,null,32,"LH",14,"32LH14",915.32846715328469,1372.992700729927,609.17017422345361,{"$f":"MIN(AP688,360/'Roof Bay Analysis'!$I$51*AR688)","v":913.75526133518042},33]
[46032.094598540149,46032.141897810216,46,null,32,"LH",15,"32LH15",945.98540145985396,1418.9781021897809,629.27870424636365,{"$f":"MIN(I689,360/'Roof Bay Analysis'!$I$51*K689)","v":943.91805636954541},35,null,null,null,null,null,null,null,null,null,null,null,null,null,null,null,null,null,null,null,null,null,46032.094391805636,46,null,32,"LH",15,"32LH15",945.98540145985396,1418.9781021897809,629.27870424636365,{"$f":"MIN(AP689,360/'Roof Bay Analysis'!$I$51*AR689)","v":943.91805636954541},35]
[46036.07467153285,46036.112007299271,46,null,36,"LH",12,"36LH12",746.71532846715331,1120.0729927007301,564.48750599392611,{"$f":"MIN(I695,360/'Roof Bay Analysis'!$I$51*K695)","v":746.71532846715331},25,null,null,null,null,null,null,null,null,null,null,null,null,null,null,null,null,null,null,null,null,null,46036.07467153285,46,null,36,"LH",12,"36LH12",746.71532846715331,1120.0729927007301,564.48750599392611,{"$f":"MIN(AP695,360/'Roof Bay Analysis'!$I$51*AR695)","v":746.71532846715331},25]
[46036.087810218974,46036.131715328469,46,null,36,"LH",13,"36LH13",878.10218978102193,1317.1532846715329,661.75795194203204,{"$f":"MIN(I696,360/'Roof Bay Analysis'!$I$51*K696)","v":878.10218978102193},30,null,null,null,null,null,null,null,null,null,null,null,null,null,null,null,null,null,null,null,null,null,46036.087810218974,46,null,36,"LH",13,"36LH13",878.10218978102193,1317.1532846715329,661.75795194203204,{"$f":"MIN(AP696,360/'Roof Bay Analysis'!$I$51*AR696)","v":878.10218978102193},30]
[47024.020700000001,47024.031049999998,47,"X",24,"LH",3,"24LH 3",207,310.5,102,{"$f":"MIN(I699,360/'Roof Bay Analysis'!$I$51*K699)","v":153},11,null,null,null,null,null,null,null,null,null,null,null,null,null,null,null,null,null,null,null,null,null,47024.015299999999,47,"X",24,"LH",3,"24LH 3",207,310.5,102,{"$f":"MIN(AP699,360/'Roof Bay Analysis'!$I$51*AR699)","v":153},11]
[47024.037300000004,47024.055950000002,47,null,24,"LH",7,"24LH 7",373,559.5,182,{"$f":"MIN(I703,360/'Roof Bay Analysis'!$I$51*K703)","v":273},17,null,null,null,null,null,null,null,null,null,null,null,null,null,null,null,null,null,null,null,null,null,47024.027300000002,47,null,24,"LH",7,"24LH 7",373,559.5,182,{"$f":"MIN(AP703,360/'Roof Bay Analysis'!$I$51*AR703)","v":273},17]
[47024.0533,47024.079949999999,47,null,24,"LH",10,"24LH10",533,799.5,249,{"$f":"MIN(I706,360/'Roof Bay Analysis'!$I$51*K706)","v":373.5},23,null,null,null,null,null,null,null,null,null,null,null,null,null,null,null,null,null,null,null,null,null,47024.037349999999,47,null,24,"LH",10,"24LH10",533,799.5,249,{"$f":"MIN(AP706,360/'Roof Bay Analysis'!$I$51*AR706)","v":373.5},23]
[47028.040999999997,47028.061500000003,47,null,28,"LH",7,"28LH 7",410,615,236,{"$f":"MIN(I710,360/'Roof Bay Analysis'!$I$51*K710)","v":354},17,null,null,null,null,null,null,null,null,null,null,null,null,null,null,null,null,null,null,null,null,null,47028.035400000001,47,null,28,"LH",7,"28LH 7",410,615,236,{"$f":"MIN(AP710,360/'Roof Bay Analysis'!$I$51*AR710)","v":354},17]
[47028.065499999997,47028.098250000003,47,null,28,"LH",11,"28LH11",655,982.5,373,{"$f":"MIN(I714,360/'Roof Bay Analysis'!$I$51*K714)","v":559.5},25,null,null,null,null,null,null,null,null,null,null,null,null,null,null,null,null,null,null,null,null,null,47028.055950000002,47,null,28,"LH",11,"28LH11",655,982.5,373,{"$f":"MIN(AP714,360/'Roof Bay Analysis'!$I$51*AR714)","v":559.5},25]
[47032.035785714288,47032.053678571428,47,"X",32,"LH",6,"32LH 6",357.85714285714283,536.78571428571422,239.00056122448979,{"$f":"MIN(I717,360/'Roof Bay Analysis'!$I$51*K717)","v":357.85714285714283},14,null,null,null,null,null,null,null,null,null,null,null,null,null,null,null,null,null,null,null,null,null,47032.035785714288,47,"X",32,"LH",6,"32LH 6",357.85714285714283,536.78571428571422,239.00056122448979,{"$f":"MIN(AP717,360/'Roof Bay Analysis'!$I$51*AR717)","v":357.85714285714283},14]
[47032.054857142859,47032.082285714285,47,null,32,"LH",9,"32LH 9",548.57142857142856,822.85714285714289,361.33260204081631,{"$f":"MIN(I720,360/'Roof Bay Analysis'!$I$51*K720)","v":541.9989030612245},21,null,null,null,null,null,null,null,null,null,null,null,null,null,null,null,null,null,null,null,null,null,47032.054199890306,47,null,32,"LH",9,"32LH 9",548.57142857142856,822.85714285714289,361.33260204081631,{"$f":"MIN(AP720,360/'Roof Bay Analysis'!$I$51*AR720)","v":541.9989030612245},21]
[47032.078000000001,47032.116999999998,47,null,32,"LH",12,"32LH12",780,1170,509.71683673469386,{"$f":"MIN(I723,360/'Roof Bay Analysis'!$I$51*K723)","v":764.57525510204073},27,null,null,null,null,null,null,null,null,null,null,null,null,null,null,null,null,null,null,null,null,null,47032.076457525509,47,null,32,"LH",12,"32LH12",780,1170,509.71683673469386,{"$f":"MIN(AP723,360/'Roof Bay Analysis'!$I$51*AR723)","v":764.57525510204073},27]
[47032.089571428573,47032.134357142859,47,null,32,"LH",14,"32LH14",895.71428571428567,1343.5714285714284,583.34260204081636,{"$f":"MIN(I725,360/'Roof Bay Analysis'!$I$51*K725)","v":875.01390306122448},33,null,null,null,null,null,null,null,null,null,null,null,null,null,null,null,null,null,null,null,null,null,47032.087501390306,47,null,32,"LH",14,"32LH14",895.71428571428567,1343.5714285714284,583.34260204081636,{"$f":"MIN(AP725,360/'Roof Bay Analysis'!$I$51*AR725)","v":875.01390306122448},33]
[47036.050785714287,47036.076178571428,47,null,36,"LH",9,"36LH 9",507.85714285714283,761.78571428571422,377.16647959183672,{"$f":"MIN(I729,360/'Roof Bay Analysis'!$I$51*K729)","v":507.85714285714283},21,null,null,null,null,null,null,null,null,null,null,null,null,null,null,null,null,null,null,null,null,null,47036.050785714287,47,null,36,"LH",9,"36LH 9",507.85714285714283,761.78571428571422,377.16647959183672,{"$f":"MIN(AP729,360/'Roof Bay Analysis'!$I$51*AR729)","v":507.85714285714283},21]
[47036.073071428575,47036.109607142855,47,null,36,"LH",12,"36LH12",730.71428571428567,1096.0714285714284,540.55438775510208,{"$f":"MIN(I732,360/'Roof Bay Analysis'!$I$51*K732)","v":730.71428571428567},25,null,null,null,null,null,null,null,null,null,null,null,null,null,null,null,null,null,null,null,null,null,47036.073071428575,47,null,36,"LH",12,"36LH12",730.71428571428567,1096.0714285714284,540.55438775510208,{"$f":"MIN(AP732,360/'Roof Bay Analysis'!$I$51*AR732)","v":730.71428571428567},25]
[47036.099857142857,47036.149785714282,47,null,36,"LH",15,"36LH15",998.57142857142856,1497.8571428571429,732.95510204081631,{"$f":"MIN(I735,360/'Roof Bay Analysis'!$I$51*K735)","v":998.57142857142856},36,null,null,null,null,null,null,null,null,null,null,null,null,null,null,null,null,null,null,null,null,null,47036.099857142857,47,null,36,"LH",15,"36LH15",998.57142857142856,1497.8571428571429,732.95510204081631,{"$f":"MIN(AP735,360/'Roof Bay Analysis'!$I$51*AR735)","v":998.57142857142856},36]
[48024.0357,48024.053549999997,48,null,24,"LH",7,"24LH 7",357,535.5,171,{"$f":"MIN(I740,360/'Roof Bay Analysis'!$I$51*K740)","v":256.5},17,null,null,null,null,null,null,null,null,null,null,null,null,null,null,null,null,null,null,null,null,null,48024.025650000003,48,null,24,"LH",7,"24LH 7",357,535.5,171,{"$f":"MIN(AP740,360/'Roof Bay Analysis'!$I$51*AR740)","v":256.5},17]
[48024.051099999997,48024.076650000003,48,null,24,"LH",10,"24LH10",511,766.5,234,{"$f":"MIN(I743,360/'Roof Bay Analysis'!$I$51*K743)","v":351},23,null,null,null,null,null,null,null,null,null,null,null,null,null,null,null,null,null,null,null,null,null,48024.035100000001,48,null,24,"LH",10,"24LH10",511,766.5,234,{"$f":"MIN(AP743,360/'Roof Bay Analysis'!$I$51*AR743)","v":351},23]
[48024.056700000001,48024.085050000002,48,null,24,"LH",11,"24LH11",567,850.5,259,{"$f":"MIN(I744,360/'Roof Bay Analysis'!$I$51*K744)","v":388.5},25,null,null,null,null,null,null,null,null,null,null,null,null,null,null,null,null,null,null,null,null,null,48024.038849999997,48,null,24,"LH",11,"24LH11",567,850.5,259,{"$f":"MIN(AP744,360/'Roof Bay Analysis'!$I$51*AR744)","v":388.5},25]
[48028.039400000001,48028.059099999999,48,null,28,"LH",7,"28LH 7",394,591,222,{"$f":"MIN(I747,360/'Roof Bay Analysis'!$I$51*K747)","v":333},17,null,null,null,null,null,null,null,null,null,null,null,null,null,null,null,null,null,null,null,null,null,48028.033300000003,48,null,28,"LH",7,"28LH 7",394,591,222,{"$f":"MIN(AP747,360/'Roof Bay Analysis'!$I$51*AR747)","v":333},17]
[48028.0576,48028.0864,48,null,28,"LH",10,"28LH10",576,864,322,{"$f":"MIN(I750,360/'Roof Bay Analysis'!$I$51*K750)","v":483},23,null,null,null,null,null,null,null,null,null,null,null,null,null,null,null,null,null,null,null,null,null,48028.048300000002,48,null,28,"LH",10,"28LH10",576,864,322,{"$f":"MIN(AP750,360/'Roof Bay Analysis'!$I$51*AR750)","v":483},23]
[48028.078200000004,48028.117299999998,48,null,28,"LH",13,"28LH13",782,1173,433,{"$f":"MIN(I753,360/'Roof Bay Analysis'!$I$51*K753)","v":649.5},30,null,null,null,null,null,null,null,null,null,null,null,null,null,null,null,null,null,null,null,null,null,48028.06495,48,null,28,"LH",13,"28LH13",782,1173,433,{"$f":"MIN(AP753,360/'Roof Bay Analysis'!$I$51*AR753)","v":649.5},30]
[48032.059370629373,48032.08905594406,48,null,32,"LH",10,"32LH10",593.70629370629365,890.55944055944042,382.15814954276493,{"$f":"MIN(I758,360/'Roof Bay Analysis'!$I$51*K758)","v":573.2372243141474},21,null,null,null,null,null,null,null,null,null,null,null,null,null,null,null,null,null,null,null,null,null,48032.057323722431,48,null,32,"LH",10,"32LH10",593.70629370629365,890.55944055944042,382.15814954276493,{"$f":"MIN(AP758,360/'Roof Bay Analysis'!$I$51*AR758)","v":573.2372243141474},21]
[48032.085174825173,48032.12776223776,48,null,32,"LH",13,"32LH13",851.74825174825173,1277.6223776223776,542.83828060051837,{"$f":"MIN(I761,360/'Roof Bay Analysis'!$I$51*K761)","v":814.25742090077756},30,null,null,null,null,null,null,null,null,null,null,null,null,null,null,null,null,null,null,null,null,null,48032.081425742093,48,null,32,"LH",13,"32LH13",851.74825174825173,1277.6223776223776,542.83828060051837,{"$f":"MIN(AP761,360/'Roof Bay Analysis'!$I$51*AR761)","v":814.25742090077756},30]
[48036.03881118881,48036.058216783218,48,"X",36,"LH",8,"36LH 8",388.11188811188811,582.1678321678321,283.9369162306225,{"$f":"MIN(I765,360/'Roof Bay Analysis'!$I$51*K765)","v":388.11188811188811},18,null,null,null,null,null,null,null,null,null,null,null,null,null,null,null,null,null,null,null,null,null,48036.03881118881,48,"X",36,"LH",8,"36LH 8",388.11188811188811,582.1678321678321,283.9369162306225,{"$f":"MIN(AP765,360/'Roof Bay Analysis'!$I$51*AR765)","v":388.11188811188811},18]
[48036.059790209787,48036.089685314684,48,null,36,"LH",11,"36LH11",597.90209790209792,896.85314685314688,434.68692845615925,{"$f":"MIN(I768,360/'Roof Bay Analysis'!$I$51*K768)","v":597.90209790209792},23,null,null,null,null,null,null,null,null,null,null,null,null,null,null,null,null,null,null,null,null,null,48036.059790209787,48,null,36,"LH",11,"36LH11",597.90209790209792,896.85314685314688,434.68692845615925,{"$f":"MIN(AP768,360/'Roof Bay Analysis'!$I$51*AR768)","v":597.90209790209792},23]
[48036.084125874127,48036.126188811191,48,null,36,"LH",13,"36LH13",841.25874125874122,1261.8881118881118,607.39082595725949,{"$f":"MIN(I770,360/'Roof Bay Analysis'!$I$51*K770)","v":841.25874125874122},30,null,null,null,null,null,null,null,null,null,null,null,null,null,null,null,null,null,null,null,null,null,48036.084125874127,48,null,36,"LH",13,"36LH13",841.25874125874122,1261.8881118881118,607.39082595725949,{"$f":"MIN(AP770,360/'Roof Bay Analysis'!$I$51*AR770)","v":841.25874125874122},30]
[48040.034825174822,48040.05223776224,48,"X",{"$f":"VALUE(LEFT(H773,2))","v":40},{"$f":"MID(H773,3,LEN(H773)-4)","v":"LH"},{"$f":"VALUE(RIGHT(H773,2))","v":8},"40LH 8",348.25174825174827,522.3776223776224,284.67651229888992,{"$f":"MIN(I773,360/'Roof Bay Analysis'!$I$51*K773)","v":348.25174825174827},16,null,null,null,null,null,null,null,null,null,null,null,null,null,null,null,null,null,null,null,null,null,48040.034825174822,48,"X",{"$f":"VALUE(LEFT(AO773,2))","v":40},{"$f":"MID(AO773,3,LEN(AO773)-4)","v":"LH"},{"$f":"VALUE(RIGHT(AO773,2))","v":8},"40LH 8",348.25174825174827,522.3776223776224,284.67651229888992,{"$f":"MIN(AP773,360/'Roof Bay Analysis'!$I$51*AR773)","v":348.25174825174827},16]
[48040.054965034964,48040.08244755245,48,null,40,"LH",11,"40LH11",549.65034965034965,824.47552447552448,444.0953591862683,{"$f":"MIN(I776,360/'Roof Bay Analysis'!$I$51*K776)","v":549.65034965034965},22,null,null,null,null,null,null,null,null,null,null,null,null,null,null,null,null,null,null,null,null,null,48040.054965034964,48,null,40,"LH",11,"40LH11",549.65034965034965,824.47552447552448,444.0953591862683,{"$f":"MIN(AP776,360/'Roof Bay Analysis'!$I$51*AR776)","v":549.65034965034965},22]
[48040.100909090906,48040.151363636367,48,null,40,"LH",15,"40LH15",1009.0909090909091,1513.6363636363637,810.37913834417327,{"$f":"MIN(I780,360/'Roof Bay Analysis'!$I$51*K780)","v":1009.0909090909091},36,null,null,null,null,null,null,null,null,null,null,null,null,null,null,null,null,null,null,null,null,null,48040.100909090906,48,null,40,"LH",15,"40LH15",1009.0909090909091,1513.6363636363637,810.37913834417327,{"$f":"MIN(AP780,360/'Roof Bay Analysis'!$I$51*AR780)","v":1009.0909090909091},36]
[49024.021399999998,49024.032099999997,49,"X",24,"LH",4,"24LH 4",214,321,101,{"$f":"MIN(I783,360/'Roof Bay Analysis'!$I$51*K783)","v":151.5},12,null,null,null,null,null,null,null,null,null,null,null,null,null,null,null,null,null,null,null,null,null,49024.015149999999,49,"X",24,"LH",4,"24LH 4",214,321,101,{"$f":"MIN(AP783,360/'Roof Bay Analysis'!$I$51*AR783)","v":151.5},12]
[49024.036899999999,49024.055350000002,49,null,24,"LH",8,"24LH 8",369,553.5,173,{"$f":"MIN(I787,360/'Roof Bay Analysis'!$I$51*K787)","v":259.5},18,null,null,null,null,null,null,null,null,null,null,null,null,null,null,null,null,null,null,null,null,null,49024.025950000003,49,null,24,"LH",8,"24LH 8",369,553.5,173,{"$f":"MIN(AP787,360/'Roof Bay Analysis'!$I$51*AR787)","v":259.5},18]
[49028.025500000003,49028.038249999998,49,"X",28,"LH",5,"28LH 5",255,382.5,142,{"$f":"MIN(I791,360/'Roof Bay Analysis'!$I$51*K791)","v":213},13,null,null,null,null,null,null,null,null,null,null,null,null,null,null,null,null,null,null,null,null,null,49028.0213,49,"X",28,"LH",5,"28LH 5",255,382.5,142,{"$f":"MIN(AP791,360/'Roof Bay Analysis'!$I$51*AR791)","v":213},13]
[49028.040300000001,49028.060449999997,49,null,28,"LH",8,"28LH 8",403,604.5,222,{"$f":"MIN(I794,360/'Roof Bay Analysis'!$I$51*K794)","v":333},18,null,null,null,null,null,null,null,null,null,null,null,null,null,null,null,null,null,null,null,null,null,49028.033300000003,49,null,28,"LH",8,"28LH 8",403,604.5,222,{"$f":"MIN(AP794,360/'Roof Bay Analysis'!$I$51*AR794)","v":333},18]
[49028.049899999998,49028.074849999997,49,null,28,"LH",9,"28LH 9",499,748.5,274,{"$f":"MIN(I795,360/'Roof Bay Analysis'!$I$51*K795)","v":411},21,null,null,null,null,null,null,null,null,null,null,null,null,null,null,null,null,null,null,null,null,null,49028.041100000002,49,null,28,"LH",9,"28LH 9",499,748.5,274,{"$f":"MIN(AP795,360/'Roof Bay Analysis'!$I$51*AR795)","v":411},21]
[49028.070899999999,49028.106350000002,49,null,28,"LH",12,"28LH12",709,1063.5,383,{"$f":"MIN(I798,360/'Roof Bay Analysis'!$I$51*K798)","v":574.5},27,null,null,null,null,null,null,null,null,null,null,null,null,null,null,null,null,null,null,null,null,null,49028.05745,49,null,28,"LH",12,"28LH12",709,1063.5,383,{"$f":"MIN(AP798,360/'Roof Bay Analysis'!$I$51*AR798)","v":574.5},27]
[49032.058150684934,49032.087226027397,49,null,32,"LH",10,"32LH10",581.50684931506851,872.26027397260282,366.61437417902044,{"$f":"MIN(I804,360/'Roof Bay Analysis'!$I$51*K804)","v":549.9215612685307},21,null,null,null,null,null,null,null,null,null,null,null,null,null,null,null,null,null,null,null,null,null,49032.054992156125,49,null,32,"LH",10,"32LH10",581.50684931506851,872.26027397260282,366.61437417902044,{"$f":"MIN(AP804,360/'Roof Bay Analysis'!$I$51*AR804)","v":549.9215612685307},21]
[49032.074794520551,49032.11219178082,49,null,32,"LH",12,"32LH12",747.94520547945206,1121.9178082191781,468.68314880840683,{"$f":"MIN(I806,360/'Roof Bay Analysis'!$I$51*K806)","v":703.0247232126103},27,null,null,null,null,null,null,null,null,null,null,null,null,null,null,null,null,null,null,null,null,null,49032.070302472319,49,null,32,"LH",12,"32LH12",747.94520547945206,1121.9178082191781,468.68314880840683,{"$f":"MIN(AP806,360/'Roof Bay Analysis'!$I$51*AR806)","v":703.0247232126103},27]
[49032.088767123285,49032.133150684931,49,null,32,"LH",15,"32LH15",887.67123287671234,1331.5068493150684,554.08763370238319,{"$f":"MIN(I809,360/'Roof Bay Analysis'!$I$51*K809)","v":831.13145055357472},35,null,null,null,null,null,null,null,null,null,null,null,null,null,null,null,null,null,null,null,null,null,49032.083113145054,49,null,32,"LH",15,"32LH15",887.67123287671234,1331.5068493150684,554.08763370238319,{"$f":"MIN(AP809,360/'Roof Bay Analysis'!$I$51*AR809)","v":831.13145055357472},35]
[49036.053630136987,49036.08044520548,49,null,36,"LH",10,"36LH10",536.30136986301375,804.45205479452056,383.30911052730346,{"$f":"MIN(I813,360/'Roof Bay Analysis'!$I$51*K813)","v":536.30136986301375},21,null,null,null,null,null,null,null,null,null,null,null,null,null,null,null,null,null,null,null,null,null,49036.053630136987,49,null,36,"LH",10,"36LH10",536.30136986301375,804.45205479452056,383.30911052730346,{"$f":"MIN(AP813,360/'Roof Bay Analysis'!$I$51*AR813)","v":536.30136986301375},21]
[49036.082397260274,49036.123595890414,49,null,36,"LH",13,"36LH13",823.97260273972597,1235.958904109589,582.68601050853817,{"$f":"MIN(I816,360/'Roof Bay Analysis'!$I$51*K816)","v":823.97260273972597},30,null,null,null,null,null,null,null,null,null,null,null,null,null,null,null,null,null,null,null,null,null,49036.082397260274,49,null,36,"LH",13,"36LH13",823.97260273972597,1235.958904109589,582.68601050853817,{"$f":"MIN(AP816,360/'Roof Bay Analysis'!$I$51*AR816)","v":823.97260273972597},30]
[49036.090821917809,49036.136232876714,49,null,36,"LH",14,"36LH14",908.21917808219177,1362.3287671232877,640.25258022142987,{"$f":"MIN(I817,360/'Roof Bay Analysis'!$I$51*K817)","v":908.21917808219177},36,null,null,null,null,null,null,null,null,null,null,null,null,null,null,null,null,null,null,null,null,null,49036.090821917809,49,null,36,"LH",14,"36LH14",908.21917808219177,1362.3287671232877,640.25258022142987,{"$f":"MIN(AP817,360/'Roof Bay Analysis'!$I$51*AR817)","v":908.21917808219177},36]
[49040.049315068492,49040.073972602739,49,null,40,"LH",10,"40LH10",493.15068493150687,739.72602739726028,393.26064927753799,{"$f":"MIN(I821,360/'Roof Bay Analysis'!$I$51*K821)","v":493.15068493150687},21,null,null,null,null,null,null,null,null,null,null,null,null,null,null,null,null,null,null,null,null,null,49040.049315068492,49,null,40,"LH",10,"40LH10",493.15068493150687,739.72602739726028,393.26064927753799,{"$f":"MIN(AP821,360/'Roof Bay Analysis'!$I$51*AR821)","v":493.15068493150687},21]
[49040.077260273974,49040.115890410962,49,null,40,"LH",13,"40LH13",772.60273972602738,1158.9041095890411,608.09748545693378,{"$f":"MIN(I824,360/'Roof Bay Analysis'!$I$51*K824)","v":772.60273972602738},30,null,null,null,null,null,null,null,null,null,null,null,null,null,null,null,null,null,null,null,null,null,49040.077260273974,49,null,40,"LH",13,"40LH13",772.60273972602738,1158.9041095890411,608.09748545693378,{"$f":"MIN(AP824,360/'Roof Bay Analysis'!$I$51*AR824)","v":772.60273972602738},30]
[49040.108904109591,49040.163356164383,49,null,40,"LH",16,"40LH16",1089.041095890411,1633.5616438356165,853.88539125539501,{"$f":"MIN(I827,360/'Roof Bay Analysis'!$I$51*K827)","v":1089.041095890411},42,null,null,null,null,null,null,null,null,null,null,null,null,null,null,null,null,null,null,null,null,null,49040.108904109591,49,null,40,"LH",16,"40LH16",1089.041095890411,1633.5616438356165,853.88539125539501,{"$f":"MIN(AP827,360/'Roof Bay Analysis'!$I$51*AR827)","v":1089.041095890411},42]
[50028.038699999997,50028.05805,50,null,28,"LH",8,"28LH 8",387,580.5,209,{"$f":"MIN(I831,360/'Roof Bay Analysis'!$I$51*K831)","v":313.5},18,null,null,null,null,null,null,null,null,null,null,null,null,null,null,null,null,null,null,null,null,null,50028.031349999997,50,null,28,"LH",8,"28LH 8",387,580.5,209,{"$f":"MIN(AP831,360/'Roof Bay Analysis'!$I$51*AR831)","v":313.5},18]
[50028.058199999999,50028.087299999999,50,null,28,"LH",11,"28LH11",582,873,312,{"$f":"MIN(I834,360/'Roof Bay Analysis'!$I$51*K834)","v":468},25,null,null,null,null,null,null,null,null,null,null,null,null,null,null,null,null,null,null,null,null,null,50028.046799999996,50,null,28,"LH",11,"28LH11",582,873,312,{"$f":"MIN(AP834,360/'Roof Bay Analysis'!$I$51*AR834)","v":468},25]
[50032.041100000002,50032.061650000003,50,null,32,"LH",8,"32LH 8",411,616.5,255,{"$f":"MIN(I839,360/'Roof Bay Analysis'!$I$51*K839)","v":382.5},17,null,null,null,null,null,null,null,null,null,null,null,null,null,null,null,null,null,null,null,null,null,50032.038249999998,50,null,32,"LH",8,"32LH 8",411,616.5,255,{"$f":"MIN(AP839,360/'Roof Bay Analysis'!$I$51*AR839)","v":382.5},17]
[50032.0625,50032.09375,50,null,32,"LH",11,"32LH11",625,937.5,385,{"$f":"MIN(I842,360/'Roof Bay Analysis'!$I$51*K842)","v":577.5},24,null,null,null,null,null,null,null,null,null,null,null,null,null,null,null,null,null,null,null,null,null,50032.05775,50,null,32,"LH",11,"32LH11",625,937.5,385,{"$f":"MIN(AP842,360/'Roof Bay Analysis'!$I$51*AR842)","v":577.5},24]
[50032.084300000002,50032.126450000003,50,null,32,"LH",14,"32LH14",843,1264.5,515,{"$f":"MIN(I845,360/'Roof Bay Analysis'!$I$51*K845)","v":772.5},33,null,null,null,null,null,null,null,null,null,null,null,null,null,null,null,null,null,null,null,null,null,50032.077250000002,50,null,32,"LH",14,"32LH14",843,1264.5,515,{"$f":"MIN(AP845,360/'Roof Bay Analysis'!$I$51*AR845)","v":772.5},33]
[50032.087,50032.130499999999,50,null,32,"LH",15,"32LH15",870,1305,532,{"$f":"MIN(I846,360/'Roof Bay Analysis'!$I$51*K846)","v":798},35,null,null,null,null,null,null,null,null,null,null,null,null,null,null,null,null,null,null,null,null,null,50032.0798,50,null,32,"LH",15,"32LH15",870,1305,532,{"$f":"MIN(AP846,360/'Roof Bay Analysis'!$I$51*AR846)","v":798},35]
[50036.057382550338,50036.086073825507,50,null,36,"LH",11,"36LH11",573.82550335570465,860.73825503355692,400.38345119589206,{"$f":"MIN(I851,360/'Roof Bay Analysis'!$I$51*K851)","v":573.82550335570465},23,null,null,null,null,null,null,null,null,null,null,null,null,null,null,null,null,null,null,null,null,null,50036.057382550338,50,null,36,"LH",11,"36LH11",573.82550335570465,860.73825503355692,400.38345119589206,{"$f":"MIN(AP851,360/'Roof Bay Analysis'!$I$51*AR851)","v":573.82550335570465},23]
[50036.088993288591,50036.133489932887,50,null,36,"LH",14,"36LH14",889.93288590604027,1334.8993288590605,614.73014729066256,{"$f":"MIN(I854,360/'Roof Bay Analysis'!$I$51*K854)","v":889.93288590604027},36,null,null,null,null,null,null,null,null,null,null,null,null,null,null,null,null,null,null,null,null,null,50036.088993288591,50,null,36,"LH",14,"36LH14",889.93288590604027,1334.8993288590605,614.73014729066256,{"$f":"MIN(AP854,360/'Roof Bay Analysis'!$I$51*AR854)","v":889.93288590604027},36]
[50040.043892617447,50040.065838926173,50,"X",40,"LH",9,"40LH 9",438.92617449664431,658.38926174496646,342.62258456826271,{"$f":"MIN(I857,360/'Roof Bay Analysis'!$I$51*K857)","v":438.92617449664431},21,null,null,null,null,null,null,null,null,null,null,null,null,null,null,null,null,null,null,null,null,null,50040.043892617447,50,"X",40,"LH",9,"40LH 9",438.92617449664431,658.38926174496646,342.62258456826271,{"$f":"MIN(AP857,360/'Roof Bay Analysis'!$I$51*AR857)","v":438.92617449664431},21]
[50040.064228187919,50040.096342281882,50,null,40,"LH",12,"40LH12",642.28187919463085,963.42281879194627,498.20120715283093,{"$f":"MIN(I860,360/'Roof Bay Analysis'!$I$51*K860)","v":642.28187919463085},25,null,null,null,null,null,null,null,null,null,null,null,null,null,null,null,null,null,null,null,null,null,50040.064228187919,50,null,40,"LH",12,"40LH12",642.28187919463085,963.42281879194627,498.20120715283093,{"$f":"MIN(AP860,360/'Roof Bay Analysis'!$I$51*AR860)","v":642.28187919463085},25]
[50040.106711409397,50040.160067114091,50,null,40,"LH",16,"40LH16",1067.1140939597315,1600.6711409395971,819.84689878834286,{"$f":"MIN(I864,360/'Roof Bay Analysis'!$I$51*K864)","v":1067.1140939597315},42,null,null,null,null,null,null,null,null,null,null,null,null,null,null,null,null,null,null,null,null,null,50040.106711409397,50,null,40,"LH",16,"40LH16",1067.1140939597315,1600.6711409395971,819.84689878834286,{"$f":"MIN(AP864,360/'Roof Bay Analysis'!$I$51*AR864)","v":1067.1140939597315},42]
[51028.037100000001,51028.055650000002,51,null,28,"LH",8,"28LH 8",371,556.5,196,{"$f":"MIN(I868,360/'Roof Bay Analysis'!$I$51*K868)","v":294},18,null,null,null,null,null,null,null,null,null,null,null,null,null,null,null,null,null,null,null,null,null,51028.029399999999,51,null,28,"LH",8,"28LH 8",371,556.5,196,{"$f":"MIN(AP868,360/'Roof Bay Analysis'!$I$51*AR868)","v":294},18]
[51028.056100000002,51028.084150000002,51,null,28,"LH",11,"28LH11",561,841.5,294,{"$f":"MIN(I871,360/'Roof Bay Analysis'!$I$51*K871)","v":441},25,null,null,null,null,null,null,null,null,null,null,null,null,null,null,null,null,null,null,null,null,null,51028.044099999999,51,null,28,"LH",11,"28LH11",561,841.5,294,{"$f":"MIN(AP871,360/'Roof Bay Analysis'!$I$51*AR871)","v":441},25]
[51028.065600000002,51028.098400000003,51,null,28,"LH",12,"28LH12",656,984,340,{"$f":"MIN(I872,360/'Roof Bay Analysis'!$I$51*K872)","v":510},27,null,null,null,null,null,null,null,null,null,null,null,null,null,null,null,null,null,null,null,null,null,51028.050999999999,51,null,28,"LH",12,"28LH12",656,984,340,{"$f":"MIN(AP872,360/'Roof Bay Analysis'!$I$51*AR872)","v":510},27]
[51032.036599999999,51032.054900000003,51,"X",32,"LH",7,"32LH 7",366,549,223,{"$f":"MIN(I875,360/'Roof Bay Analysis'!$I$51*K875)","v":334.5},16,null,null,null,null,null,null,null,null,null,null,null,null,null,null,null,null,null,null,null,null,null,51032.033450000003,51,"X",32,"LH",7,"32LH 7",366,549,223,{"$f":"MIN(AP875,360/'Roof Bay Analysis'!$I$51*AR875)","v":334.5},16]
[51032.0602,51032.090300000003,51,null,32,"LH",11,"32LH11",602,903,363,{"$f":"MIN(I879,360/'Roof Bay Analysis'!$I$51*K879)","v":544.5},24,null,null,null,null,null,null,null,null,null,null,null,null,null,null,null,null,null,null,null,null,null,51032.054450000003,51,null,32,"LH",11,"32LH11",602,903,363,{"$f":"MIN(AP879,360/'Roof Bay Analysis'!$I$51*AR879)","v":544.5},24]
[51032.080099999999,51032.120150000002,51,null,32,"LH",13,"32LH13",801,1201.5,480,{"$f":"MIN(I881,360/'Roof Bay Analysis'!$I$51*K881)","v":720},30,null,null,null,null,null,null,null,null,null,null,null,null,null,null,null,null,null,null,null,null,null,51032.072,51,null,32,"LH",13,"32LH13",801,1201.5,480,{"$f":"MIN(AP881,360/'Roof Bay Analysis'!$I$51*AR881)","v":720},30]
[51036.046776315787,51036.070164473684,51,null,36,"LH",9,"36LH 9",467.76315789473682,701.6447368421052,319.96463815789474,{"$f":"MIN(I886,360/'Roof Bay Analysis'!$I$51*K886)","v":467.76315789473682},21,null,null,null,null,null,null,null,null,null,null,null,null,null,null,null,null,null,null,null,null,null,51036.046776315787,51,null,36,"LH",9,"36LH 9",467.76315789473682,701.6447368421052,319.96463815789474,{"$f":"MIN(AP886,360/'Roof Bay Analysis'!$I$51*AR886)","v":467.76315789473682},21]
[51036.079144736839,51036.118717105266,51,null,36,"LH",13,"36LH13",791.4473684210526,1187.171052631579,537.5924082409972,{"$f":"MIN(I890,360/'Roof Bay Analysis'!$I$51*K890)","v":791.4473684210526},30,null,null,null,null,null,null,null,null,null,null,null,null,null,null,null,null,null,null,null,null,null,51036.079144736839,51,null,36,"LH",13,"36LH13",791.4473684210526,1187.171052631579,537.5924082409972,{"$f":"MIN(AP890,360/'Roof Bay Analysis'!$I$51*AR890)","v":791.4473684210526},30]
[51040.032763157891,51040.04914473684,51,"X",40,"LH",8,"40LH 8",327.63157894736844,491.44736842105266,251.96286357340719,{"$f":"MIN(I893,360/'Roof Bay Analysis'!$I$51*K893)","v":327.63157894736844},16,null,null,null,null,null,null,null,null,null,null,null,null,null,null,null,null,null,null,null,null,null,51040.032763157891,51,"X",40,"LH",8,"40LH 8",327.63157894736844,491.44736842105266,251.96286357340719,{"$f":"MIN(AP893,360/'Roof Bay Analysis'!$I$51*AR893)","v":327.63157894736844},16]
[51040.051710526313,51040.07756578947,51,null,40,"LH",11,"40LH11",517.10526315789468,775.65789473684208,393.06206717451522,{"$f":"MIN(I896,360/'Roof Bay Analysis'!$I$51*K896)","v":517.10526315789468},22,null,null,null,null,null,null,null,null,null,null,null,null,null,null,null,null,null,null,null,null,null,51040.051710526313,51,null,40,"LH",11,"40LH11",517.10526315789468,775.65789473684208,393.06206717451522,{"$f":"MIN(AP896,360/'Roof Bay Analysis'!$I$51*AR896)","v":517.10526315789468},22]
[51040.074210526313,51040.111315789472,51,null,40,"LH",13,"40LH13",742.10526315789468,1113.1578947368421,561.03730955678668,{"$f":"MIN(I898,360/'Roof Bay Analysis'!$I$51*K898)","v":742.10526315789468},30,null,null,null,null,null,null,null,null,null,null,null,null,null,null,null,null,null,null,null,null,null,51040.074210526313,51,null,40,"LH",13,"40LH13",742.10526315789468,1113.1578947368421,561.03730955678668,{"$f":"MIN(AP898,360/'Roof Bay Analysis'!$I$51*AR898)","v":742.10526315789468},30]
[51040.104605263157,51040.156907894736,51,null,{"$f":"VALUE(LEFT(H901,2))","v":40},{"$f":"MID(H901,3,LEN(H901)-4)","v":"LH"},{"$f":"VALUE(RIGHT(H901,2))","v":16},"40LH16",1046.0526315789473,1569.0789473684208,787.80388677285316,{"$f":"MIN(I901,360/'Roof Bay Analysis'!$I$51*K901)","v":1046.0526315789473},42,null,null,null,null,null,null,null,null,null,null,null,null,null,null,null,null,null,null,null,null,null,51040.104605263157,51,null,{"$f":"VALUE(LEFT(AO901,2))","v":40},{"$f":"MID(AO901,3,LEN(AO901)-4)","v":"LH"},{"$f":"VALUE(RIGHT(AO901,2))","v":16},"40LH16",1046.0526315789473,1569.0789473684208,787.80388677285316,{"$f":"MIN(AP901,360/'Roof Bay Analysis'!$I$51*AR901)","v":1046.0526315789473},42]
[52028.0357,52028.053549999997,52,null,28,"LH",8,"28LH 8",357,535.5,185,{"$f":"MIN(I905,360/'Roof Bay Analysis'!$I$51*K905)","v":277.5},18,null,null,null,null,null,null,null,null,null,null,null,null,null,null,null,null,null,null,null,null,null,52028.027750000001,52,null,28,"LH",8,"28LH 8",357,535.5,185,{"$f":"MIN(AP905,360/'Roof Bay Analysis'!$I$51*AR905)","v":277.5},18]
[52028.053999999996,52028.080999999998,52,null,28,"LH",11,"28LH11",540,810,278,{"$f":"MIN(I908,360/'Roof Bay Analysis'!$I$51*K908)","v":417},25,null,null,null,null,null,null,null,null,null,null,null,null,null,null,null,null,null,null,null,null,null,52028.041700000002,52,null,28,"LH",11,"28LH11",540,810,278,{"$f":"MIN(AP908,360/'Roof Bay Analysis'!$I$51*AR908)","v":417},25]
[52032.031499999997,52032.047250000003,52,"X",32,"LH",6,"32LH 6",315,472.5,189,{"$f":"MIN(I911,360/'Roof Bay Analysis'!$I$51*K911)","v":283.5},14,null,null,null,null,null,null,null,null,null,null,null,null,null,null,null,null,null,null,null,null,null,52032.028350000001,52,"X",32,"LH",6,"32LH 6",315,472.5,189,{"$f":"MIN(AP911,360/'Roof Bay Analysis'!$I$51*AR911)","v":283.5},14]
[52032.053099999997,52032.07965,52,null,32,"LH",10,"32LH10",531,796.5,315,{"$f":"MIN(I915,360/'Roof Bay Analysis'!$I$51*K915)","v":472.5},21,null,null,null,null,null,null,null,null,null,null,null,null,null,null,null,null,null,null,null,null,null,52032.047250000003,52,null,32,"LH",10,"32LH10",531,796.5,315,{"$f":"MIN(AP915,360/'Roof Bay Analysis'!$I$51*AR915)","v":472.5},21]
[52032.080999999998,52032.121500000001,52,null,32,"LH",14,"32LH14",810,1215,476,{"$f":"MIN(I919,360/'Roof Bay Analysis'!$I$51*K919)","v":714},33,null,null,null,null,null,null,null,null,null,null,null,null,null,null,null,null,null,null,null,null,null,52032.071400000001,52,null,32,"LH",14,"32LH14",810,1215,476,{"$f":"MIN(AP919,360/'Roof Bay Analysis'!$I$51*AR919)","v":714},33]
[52032.083700000003,52032.125549999997,52,null,32,"LH",15,"32LH15",837,1255.5,492,{"$f":"MIN(I920,360/'Roof Bay Analysis'!$I$51*K920)","v":738},35,null,null,null,null,null,null,null,null,null,null,null,null,null,null,null,null,null,null,null,null,null,52032.073799999998,52,null,32,"LH",15,"32LH15",837,1255.5,492,{"$f":"MIN(AP920,360/'Roof Bay Analysis'!$I$51*AR920)","v":738},35]
[52036.04587096774,52036.068806451614,52,null,36,"LH",9,"36LH 9",458.70967741935482,688.0645161290322,307.69877211238293,{"$f":"MIN(I923,360/'Roof Bay Analysis'!$I$51*K923)","v":458.70967741935482},21,null,null,null,null,null,null,null,null,null,null,null,null,null,null,null,null,null,null,null,null,null,52036.04587096774,52,null,36,"LH",9,"36LH 9",458.70967741935482,688.0645161290322,307.69877211238293,{"$f":"MIN(AP923,360/'Roof Bay Analysis'!$I$51*AR923)","v":458.70967741935482},21]
[52036.065999999999,52036.099000000002,52,null,36,"LH",12,"36LH12",660,990,440.99338189386054,{"$f":"MIN(I926,360/'Roof Bay Analysis'!$I$51*K926)","v":660},25,null,null,null,null,null,null,null,null,null,null,null,null,null,null,null,null,null,null,null,null,null,52036.065999999999,52,null,36,"LH",12,"36LH12",660,990,440.99338189386054,{"$f":"MIN(AP926,360/'Roof Bay Analysis'!$I$51*AR926)","v":660},25]
[52040.046451612907,52040.069677419357,52,null,40,"LH",10,"40LH10",464.51612903225805,696.77419354838707,348.91754422476589,{"$f":"MIN(I932,360/'Roof Bay Analysis'!$I$51*K932)","v":464.51612903225805},21,null,null,null,null,null,null,null,null,null,null,null,null,null,null,null,null,null,null,null,null,null,52040.046451612907,52,null,40,"LH",10,"40LH10",464.51612903225805,696.77419354838707,348.91754422476589,{"$f":"MIN(AP932,360/'Roof Bay Analysis'!$I$51*AR932)","v":464.51612903225805},21]
[52040.061741935482,52040.092612903223,52,null,40,"LH",12,"40LH12",617.41935483870964,926.1290322580644,460.37731529656605,{"$f":"MIN(I934,360/'Roof Bay Analysis'!$I$51*K934)","v":617.41935483870964},25,null,null,null,null,null,null,null,null,null,null,null,null,null,null,null,null,null,null,null,null,null,52040.061741935482,52,null,40,"LH",12,"40LH12",617.41935483870964,926.1290322580644,460.37731529656605,{"$f":"MIN(AP934,360/'Roof Bay Analysis'!$I$51*AR934)","v":617.41935483870964},25]
[52040.093096774195,52040.139645161289,52,null,40,"LH",15,"40LH15",930.9677419354839,1396.4516129032259,689.75829344432884,{"$f":"MIN(I937,360/'Roof Bay Analysis'!$I$51*K937)","v":930.9677419354839},36,null,null,null,null,null,null,null,null,null,null,null,null,null,null,null,null,null,null,null,null,null,52040.093096774195,52,null,40,"LH",15,"40LH15",930.9677419354839,1396.4516129032259,689.75829344432884,{"$f":"MIN(AP937,360/'Roof Bay Analysis'!$I$51*AR937)","v":930.9677419354839},36]
[53028.032700000003,53028.049050000001,53,null,28,"LH",7,"28LH 7",327,490.5,166,{"$f":"MIN(I941,360/'Roof Bay Analysis'!$I$51*K941)","v":249},17,null,null,null,null,null,null,null,null,null,null,null,null,null,null,null,null,null,null,null,null,null,53028.024899999997,53,null,28,"LH",7,"28LH 7",327,490.5,166,{"$f":"MIN(AP941,360/'Roof Bay Analysis'!$I$51*AR941)","v":249},17]
[53028.047700000003,53028.071550000001,53,null,28,"LH",10,"28LH10",477,715.5,241,{"$f":"MIN(I944,360/'Roof Bay Analysis'!$I$51*K944)","v":361.5},23,null,null,null,null,null,null,null,null,null,null,null,null,null,null,null,null,null,null,null,null,null,53028.03615,53,null,28,"LH",10,"28LH10",477,715.5,241,{"$f":"MIN(AP944,360/'Roof Bay Analysis'!$I$51*AR944)","v":361.5},23]
[53028.052100000001,53028.078150000001,53,null,28,"LH",11,"28LH11",521,781.5,263,{"$f":"MIN(I945,360/'Roof Bay Analysis'!$I$51*K945)","v":394.5},25,null,null,null,null,null,null,null,null,null,null,null,null,null,null,null,null,null,null,null,null,null,53028.039449999997,53,null,28,"LH",11,"28LH11",521,781.5,263,{"$f":"MIN(AP945,360/'Roof Bay Analysis'!$I$51*AR945)","v":394.5},25]
[53032.034099999997,53032.051149999999,53,"X",32,"LH",7,"32LH 7",341,511.5,200,{"$f":"MIN(I949,360/'Roof Bay Analysis'!$I$51*K949)","v":300},16,null,null,null,null,null,null,null,null,null,null,null,null,null,null,null,null,null,null,null,null,null,53032.03,53,"X",32,"LH",7,"32LH 7",341,511.5,200,{"$f":"MIN(AP949,360/'Roof Bay Analysis'!$I$51*AR949)","v":300},16]
[53032.051200000002,53032.076800000003,53,null,32,"LH",10,"32LH10",512,768,297,{"$f":"MIN(I952,360/'Roof Bay Analysis'!$I$51*K952)","v":445.5},21,null,null,null,null,null,null,null,null,null,null,null,null,null,null,null,null,null,null,null,null,null,53032.044549999999,53,null,32,"LH",10,"32LH10",512,768,297,{"$f":"MIN(AP952,360/'Roof Bay Analysis'!$I$51*AR952)","v":445.5},21]
[53032.0795,53032.119250000003,53,null,32,"LH",14,"32LH14",795,1192.5,458,{"$f":"MIN(I956,360/'Roof Bay Analysis'!$I$51*K956)","v":687},33,null,null,null,null,null,null,null,null,null,null,null,null,null,null,null,null,null,null,null,null,null,53032.068700000003,53,null,32,"LH",14,"32LH14",795,1192.5,458,{"$f":"MIN(AP956,360/'Roof Bay Analysis'!$I$51*AR956)","v":687},33]
[53036.035126582276,53036.052689873417,53,"X",36,"LH",8,"36LH 8",351.26582278481015,526.89873417721526,232.58396090370132,{"$f":"MIN(I959,360/'Roof Bay Analysis'!$I$51*K959)","v":348.87594135555196},18,null,null,null,null,null,null,null,null,null,null,null,null,null,null,null,null,null,null,null,null,null,53036.034887594134,53,"X",36,"LH",8,"36LH 8",351.26582278481015,526.89873417721526,232.58396090370132,{"$f":"MIN(AP959,360/'Roof Bay Analysis'!$I$51*AR959)","v":348.87594135555196},18]
[53036.054113924052,53036.081170886078,53,null,36,"LH",11,"36LH11",541.13924050632909,811.70886075949363,356.06925973401701,{"$f":"MIN(I962,360/'Roof Bay Analysis'!$I$51*K962)","v":534.10388960102546},23,null,null,null,null,null,null,null,null,null,null,null,null,null,null,null,null,null,null,null,null,null,53036.053410388959,53,null,36,"LH",11,"36LH11",541.13924050632909,811.70886075949363,356.06925973401701,{"$f":"MIN(AP962,360/'Roof Bay Analysis'!$I$51*AR962)","v":534.10388960102546},23]
[53040.031518987344,53040.047278481012,53,"X",40,"LH",8,"40LH 8",315.18987341772151,472.78481012658227,233.18979330235538,{"$f":"MIN(I967,360/'Roof Bay Analysis'!$I$51*K967)","v":315.18987341772151},16,null,null,null,null,null,null,null,null,null,null,null,null,null,null,null,null,null,null,null,null,null,53040.031518987344,53,"X",40,"LH",8,"40LH 8",315.18987341772151,472.78481012658227,233.18979330235538,{"$f":"MIN(AP967,360/'Roof Bay Analysis'!$I$51*AR967)","v":315.18987341772151},16]
[53040.049746835444,53040.074620253166,53,null,40,"LH",11,"40LH11",497.46835443037975,746.20253164556959,363.7760775516744,{"$f":"MIN(I970,360/'Roof Bay Analysis'!$I$51*K970)","v":497.46835443037975},22,null,null,null,null,null,null,null,null,null,null,null,null,null,null,null,null,null,null,null,null,null,53040.049746835444,53,null,40,"LH",11,"40LH11",497.46835443037975,746.20253164556959,363.7760775516744,{"$f":"MIN(AP970,360/'Roof Bay Analysis'!$I$51*AR970)","v":497.46835443037975},22]
[53040.060569620255,53040.090854430382,53,null,40,"LH",12,"40LH12",605.69620253164555,908.54430379746827,443.06060727447522,{"$f":"MIN(I971,360/'Roof Bay Analysis'!$I$51*K971)","v":605.69620253164555},25,null,null,null,null,null,null,null,null,null,null,null,null,null,null,null,null,null,null,null,null,null,53040.060569620255,53,null,40,"LH",12,"40LH12",605.69620253164555,908.54430379746827,443.06060727447522,{"$f":"MIN(AP971,360/'Roof Bay Analysis'!$I$51*AR971)","v":605.69620253164555},25]
[53040.091329113922,53040.136993670887,53,null,40,"LH",15,"40LH15",913.29113924050637,1369.9367088607596,663.81361160070503,{"$f":"MIN(I974,360/'Roof Bay Analysis'!$I$51*K974)","v":913.29113924050637},36,null,null,null,null,null,null,null,null,null,null,null,null,null,null,null,null,null,null,null,null,null,53040.091329113922,53,null,40,"LH",15,"40LH15",913.29113924050637,1369.9367088607596,663.81361160070503,{"$f":"MIN(AP974,360/'Roof Bay Analysis'!$I$51*AR974)","v":913.29113924050637},36]
[53044.056202531647,53044.08430379747,53,null,44,"LH",12,"44LH12",562.02531645569616,843.03797468354423,453.89809325428615,{"$f":"MIN(I979,360/'Roof Bay Analysis'!$I$51*K979)","v":562.02531645569616},25,null,null,null,null,null,null,null,null,null,null,null,null,null,null,null,null,null,null,null,null,null,53044.056202531647,53,null,44,"LH",12,"44LH12",562.02531645569616,843.03797468354423,453.89809325428615,{"$f":"MIN(AP979,360/'Roof Bay Analysis'!$I$51*AR979)","v":562.02531645569616},25]
[53044.089240506328,53044.133860759495,53,null,44,"LH",15,"44LH15",892.40506329113919,1338.6075949367087,716.06337125460664,{"$f":"MIN(I982,360/'Roof Bay Analysis'!$I$51*K982)","v":892.40506329113919},36,null,null,null,null,null,null,null,null,null,null,null,null,null,null,null,null,null,null,null,null,null,53044.089240506328,53,null,44,"LH",15,"44LH15",892.40506329113919,1338.6075949367087,716.06337125460664,{"$f":"MIN(AP982,360/'Roof Bay Analysis'!$I$51*AR982)","v":892.40506329113919},36]
[54028.0213,54028.031949999997,54,"X",28,"LH",5,"28LH 5",213,319.5,107,{"$f":"MIN(I985,360/'Roof Bay Analysis'!$I$51*K985)","v":160.5},13,null,null,null,null,null,null,null,null,null,null,null,null,null,null,null,null,null,null,null,null,null,54028.016049999998,54,"X",28,"LH",5,"28LH 5",213,319.5,107,{"$f":"MIN(AP985,360/'Roof Bay Analysis'!$I$51*AR985)","v":160.5},13]
[54028.041499999999,54028.062250000003,54,null,28,"LH",9,"28LH 9",415,622.5,204,{"$f":"MIN(I989,360/'Roof Bay Analysis'!$I$51*K989)","v":306},21,null,null,null,null,null,null,null,null,null,null,null,null,null,null,null,null,null,null,null,null,null,54028.030599999998,54,null,28,"LH",9,"28LH 9",415,622.5,204,{"$f":"MIN(AP989,360/'Roof Bay Analysis'!$I$51*AR989)","v":306},21]
[54028.058700000001,54028.088049999998,54,null,28,"LH",12,"28LH12",587,880.5,285,{"$f":"MIN(I992,360/'Roof Bay Analysis'!$I$51*K992)","v":427.5},27,null,null,null,null,null,null,null,null,null,null,null,null,null,null,null,null,null,null,null,null,null,54028.042750000001,54,null,28,"LH",12,"28LH12",587,880.5,285,{"$f":"MIN(AP992,360/'Roof Bay Analysis'!$I$51*AR992)","v":427.5},27]
[54032.0357,54032.053549999997,54,null,32,"LH",8,"32LH 8",357,535.5,205,{"$f":"MIN(I996,360/'Roof Bay Analysis'!$I$51*K996)","v":307.5},17,null,null,null,null,null,null,null,null,null,null,null,null,null,null,null,null,null,null,null,null,null,54032.030749999998,54,null,32,"LH",8,"32LH 8",357,535.5,205,{"$f":"MIN(AP996,360/'Roof Bay Analysis'!$I$51*AR996)","v":307.5},17]
[54032.044699999999,54032.067049999998,54,null,32,"LH",9,"32LH 9",447,670.5,256,{"$f":"MIN(I997,360/'Roof Bay Analysis'!$I$51*K997)","v":384},21,null,null,null,null,null,null,null,null,null,null,null,null,null,null,null,null,null,null,null,null,null,54032.038399999998,54,null,32,"LH",9,"32LH 9",447,670.5,256,{"$f":"MIN(AP997,360/'Roof Bay Analysis'!$I$51*AR997)","v":384},21]
[54032.064100000003,54032.096149999998,54,null,32,"LH",12,"32LH12",641,961.5,364,{"$f":"MIN(I1000,360/'Roof Bay Analysis'!$I$51*K1000)","v":546},27,null,null,null,null,null,null,null,null,null,null,null,null,null,null,null,null,null,null,null,null,null,54032.054600000003,54,null,32,"LH",12,"32LH12",641,961.5,364,{"$f":"MIN(AP1000,360/'Roof Bay Analysis'!$I$51*AR1000)","v":546},27]
[54032.080499999996,54032.120750000002,54,null,32,"LH",15,"32LH15",805,1207.5,454,{"$f":"MIN(I1003,360/'Roof Bay Analysis'!$I$51*K1003)","v":681},35,null,null,null,null,null,null,null,null,null,null,null,null,null,null,null,null,null,null,null,null,null,54032.068099999997,54,null,32,"LH",15,"32LH15",805,1207.5,454,{"$f":"MIN(AP1003,360/'Roof Bay Analysis'!$I$51*AR1003)","v":681},35]
[54036.048633540369,54036.072950310561,54,null,36,"LH",10,"36LH10",486.33540372670808,729.50310559006209,315.21226032946259,{"$f":"MIN(I1007,360/'Roof Bay Analysis'!$I$51*K1007)","v":472.81839049419386},21,null,null,null,null,null,null,null,null,null,null,null,null,null,null,null,null,null,null,null,null,null,54036.047281839048,54,null,36,"LH",10,"36LH10",486.33540372670808,729.50310559006209,315.21226032946259,{"$f":"MIN(AP1007,360/'Roof Bay Analysis'!$I$51*AR1007)","v":472.81839049419386},21]
[54036.06354037267,54036.095310559009,54,null,36,"LH",12,"36LH12",635.40372670807449,953.10559006211179,408.73677713051194,{"$f":"MIN(I1009,360/'Roof Bay Analysis'!$I$51*K1009)","v":613.10516569576794},25,null,null,null,null,null,null,null,null,null,null,null,null,null,null,null,null,null,null,null,null,null,54036.061310516568,54,null,36,"LH",12,"36LH12",635.40372670807449,953.10559006211179,408.73677713051194,{"$f":"MIN(AP1009,360/'Roof Bay Analysis'!$I$51*AR1009)","v":613.10516569576794},25]
[54040.044720496895,54040.067080745343,54,null,40,"LH",10,"40LH10",447.20496894409939,670.80745341614909,323.3958566413333,{"$f":"MIN(I1015,360/'Roof Bay Analysis'!$I$51*K1015)","v":447.20496894409939},21,null,null,null,null,null,null,null,null,null,null,null,null,null,null,null,null,null,null,null,null,null,54040.044720496895,54,null,40,"LH",10,"40LH10",447.20496894409939,670.80745341614909,323.3958566413333,{"$f":"MIN(AP1015,360/'Roof Bay Analysis'!$I$51*AR1015)","v":447.20496894409939},21]
[54040.070062111801,54040.105093167702,54,null,40,"LH",13,"40LH13",700.62111801242236,1050.9316770186335,500.06581536206164,{"$f":"MIN(I1018,360/'Roof Bay Analysis'!$I$51*K1018)","v":700.62111801242236},30,null,null,null,null,null,null,null,null,null,null,null,null,null,null,null,null,null,null,null,null,null,54040.070062111801,54,null,40,"LH",13,"40LH13",700.62111801242236,1050.9316770186335,500.06581536206164,{"$f":"MIN(AP1018,360/'Roof Bay Analysis'!$I$51*AR1018)","v":700.62111801242236},30]
[54040.098757763975,54040.148136645963,54,null,40,"LH",16,"40LH16",987.57763975155285,1481.3664596273293,702.18822576289494,{"$f":"MIN(I1021,360/'Roof Bay Analysis'!$I$51*K1021)","v":987.57763975155285},42,null,null,null,null,null,null,null,null,null,null,null,null,null,null,null,null,null,null,null,null,null,54040.098757763975,54,null,40,"LH",16,"40LH16",987.57763975155285,1481.3664596273293,702.18822576289494,{"$f":"MIN(AP1021,360/'Roof Bay Analysis'!$I$51*AR1021)","v":987.57763975155285},42]
[54044.037267080748,54044.055900621119,54,"X",44,"LH",9,"44LH 9",372.67080745341616,559.00621118012418,297.70757301030051,{"$f":"MIN(I1022,360/'Roof Bay Analysis'!$I$51*K1022)","v":372.67080745341616},19,null,null,null,null,null,null,null,null,null,null,null,null,null,null,null,null,null,null,null,null,null,54044.037267080748,54,"X",44,"LH",9,"44LH 9",372.67080745341616,559.00621118012418,297.70757301030051,{"$f":"MIN(AP1022,360/'Roof Bay Analysis'!$I$51*AR1022)","v":372.67080745341616},19]
[54044.065403726709,54044.098105590063,54,null,44,"LH",13,"44LH13",654.03726708074532,981.05590062111798,518.16191504957374,{"$f":"MIN(I1026,360/'Roof Bay Analysis'!$I$51*K1026)","v":654.03726708074532},30,null,null,null,null,null,null,null,null,null,null,null,null,null,null,null,null,null,null,null,null,null,54044.065403726709,54,null,44,"LH",13,"44LH13",654.03726708074532,981.05590062111798,518.16191504957374,{"$f":"MIN(AP1026,360/'Roof Bay Analysis'!$I$51*AR1026)","v":654.03726708074532},30]
[54044.10844720497,54044.162670807455,54,null,44,"LH",17,"44LH17",1084.4720496894411,1626.7080745341616,847.90131553566607,{"$f":"MIN(I1030,360/'Roof Bay Analysis'!$I$51*K1030)","v":1084.4720496894411},47,null,null,null,null,null,null,null,null,null,null,null,null,null,null,null,null,null,null,null,null,null,54044.10844720497,54,null,44,"LH",17,"44LH17",1084.4720496894411,1626.7080745341616,847.90131553566607,{"$f":"MIN(AP1030,360/'Roof Bay Analysis'!$I$51*AR1030)","v":1084.4720496894411},47]
[55028.030500000001,55028.045749999997,55,"X",28,"LH",7,"28LH 7",305,457.5,150,{"$f":"MIN(I1033,360/'Roof Bay Analysis'!$I$51*K1033)","v":225},17,null,null,null,null,null,null,null,null,null,null,null,null,null,null,null,null,null,null,null,null,null,55028.022499999999,55,"X",28,"LH",7,"28LH 7",305,457.5,150,{"$f":"MIN(AP1033,360/'Roof Bay Analysis'!$I$51*AR1033)","v":225},17]
[55028.044399999999,55028.066599999998,55,null,28,"LH",10,"28LH10",444,666,215,{"$f":"MIN(I1036,360/'Roof Bay Analysis'!$I$51*K1036)","v":322.5},23,null,null,null,null,null,null,null,null,null,null,null,null,null,null,null,null,null,null,null,null,null,55028.032249999997,55,null,28,"LH",10,"28LH10",444,666,215,{"$f":"MIN(AP1036,360/'Roof Bay Analysis'!$I$51*AR1036)","v":322.5},23]
[55032.028400000003,55032.042600000001,55,"X",32,"LH",6,"32LH 6",284,426,161,{"$f":"MIN(I1040,360/'Roof Bay Analysis'!$I$51*K1040)","v":241.5},14,null,null,null,null,null,null,null,null,null,null,null,null,null,null,null,null,null,null,null,null,null,55032.024149999997,55,"X",32,"LH",6,"32LH 6",284,426,161,{"$f":"MIN(AP1040,360/'Roof Bay Analysis'!$I$51*AR1040)","v":241.5},14]
[55032.0432,55032.0648,55,null,32,"LH",9,"32LH 9",432,648,243,{"$f":"MIN(I1043,360/'Roof Bay Analysis'!$I$51*K1043)","v":364.5},21,null,null,null,null,null,null,null,null,null,null,null,null,null,null,null,null,null,null,null,null,null,55032.03645,55,null,32,"LH",9,"32LH 9",432,648,243,{"$f":"MIN(AP1043,360/'Roof Bay Analysis'!$I$51*AR1043)","v":364.5},21]
[55032.071499999998,55032.107250000001,55,null,32,"LH",13,"32LH13",715,1072.5,397,{"$f":"MIN(I1047,360/'Roof Bay Analysis'!$I$51*K1047)","v":595.5},30,null,null,null,null,null,null,null,null,null,null,null,null,null,null,null,null,null,null,null,null,null,55032.059549999998,55,null,32,"LH",13,"32LH13",715,1072.5,397,{"$f":"MIN(AP1047,360/'Roof Bay Analysis'!$I$51*AR1047)","v":595.5},30]
[55032.0766,55032.1149,55,null,32,"LH",14,"32LH14",766,1149,417,{"$f":"MIN(I1048,360/'Roof Bay Analysis'!$I$51*K1048)","v":625.5},33,null,null,null,null,null,null,null,null,null,null,null,null,null,null,null,null,null,null,null,null,null,55032.062550000002,55,null,32,"LH",14,"32LH14",766,1149,417,{"$f":"MIN(AP1048,360/'Roof Bay Analysis'!$I$51*AR1048)","v":625.5},33]
[55036.033841463417,55036.050762195126,55,"X",36,"LH",8,"36LH 8",338.41463414634148,507.6219512195122,215.87693337299226,{"$f":"MIN(I1051,360/'Roof Bay Analysis'!$I$51*K1051)","v":323.81540005948841},18,null,null,null,null,null,null,null,null,null,null,null,null,null,null,null,null,null,null,null,null,null,55036.032381540004,55,"X",36,"LH",8,"36LH 8",338.41463414634148,507.6219512195122,215.87693337299226,{"$f":"MIN(AP1051,360/'Roof Bay Analysis'!$I$51*AR1051)","v":323.81540005948841},18]
[55036.06237804878,55036.093567073171,55,null,36,"LH",12,"36LH12",623.78048780487802,935.67073170731703,393.91976502082093,{"$f":"MIN(I1055,360/'Roof Bay Analysis'!$I$51*K1055)","v":590.8796475312314},25,null,null,null,null,null,null,null,null,null,null,null,null,null,null,null,null,null,null,null,null,null,55036.05908796475,55,null,36,"LH",12,"36LH12",623.78048780487802,935.67073170731703,393.91976502082093,{"$f":"MIN(AP1055,360/'Roof Bay Analysis'!$I$51*AR1055)","v":590.8796475312314},25]
[55040.039878048781,55040.059817073168,55,"X",40,"LH",9,"40LH 9",398.78048780487802,598.17073170731703,282.81395002974421,{"$f":"MIN(I1060,360/'Roof Bay Analysis'!$I$51*K1060)","v":398.78048780487802},21,null,null,null,null,null,null,null,null,null,null,null,null,null,null,null,null,null,null,null,null,null,55040.039878048781,55,"X",40,"LH",9,"40LH 9",398.78048780487802,598.17073170731703,282.81395002974421,{"$f":"MIN(AP1060,360/'Roof Bay Analysis'!$I$51*AR1060)","v":398.78048780487802},21]
[55040.047926829269,55040.071890243904,55,null,40,"LH",11,"40LH11",479.26829268292681,718.90243902439022,337.64522605591907,{"$f":"MIN(I1062,360/'Roof Bay Analysis'!$I$51*K1062)","v":479.26829268292681},22,null,null,null,null,null,null,null,null,null,null,null,null,null,null,null,null,null,null,null,null,null,55040.047926829269,55,null,40,"LH",11,"40LH11",479.26829268292681,718.90243902439022,337.64522605591907,{"$f":"MIN(AP1062,360/'Roof Bay Analysis'!$I$51*AR1062)","v":479.26829268292681},22]
[55040.08798780488,55040.131981707316,55,null,40,"LH",15,"40LH15",879.8780487804878,1319.8170731707316,616.13039113622847,{"$f":"MIN(I1066,360/'Roof Bay Analysis'!$I$51*K1066)","v":879.8780487804878},36,null,null,null,null,null,null,null,null,null,null,null,null,null,null,null,null,null,null,null,null,null,55040.08798780488,55,null,40,"LH",15,"40LH15",879.8780487804878,1319.8170731707316,616.13039113622847,{"$f":"MIN(AP1066,360/'Roof Bay Analysis'!$I$51*AR1066)","v":879.8780487804878},36]
[55044.04042682927,55044.060640243901,55,null,44,"LH",10,"44LH10",404.26829268292681,606.40243902439022,315.9701814396193,{"$f":"MIN(I1069,360/'Roof Bay Analysis'!$I$51*K1069)","v":404.26829268292681},21,null,null,null,null,null,null,null,null,null,null,null,null,null,null,null,null,null,null,null,null,null,55044.04042682927,55,null,44,"LH",10,"44LH10",404.26829268292681,606.40243902439022,315.9701814396193,{"$f":"MIN(AP1069,360/'Roof Bay Analysis'!$I$51*AR1069)","v":404.26829268292681},21]
[55044.064207317075,55044.096310975612,55,null,44,"LH",13,"44LH13",642.07317073170736,963.1097560975611,499.37816032123737,{"$f":"MIN(I1072,360/'Roof Bay Analysis'!$I$51*K1072)","v":642.07317073170736},30,null,null,null,null,null,null,null,null,null,null,null,null,null,null,null,null,null,null,null,null,null,55044.064207317075,55,null,44,"LH",13,"44LH13",642.07317073170736,963.1097560975611,499.37816032123737,{"$f":"MIN(AP1072,360/'Roof Bay Analysis'!$I$51*AR1072)","v":642.07317073170736},30]
[55044.073902439028,55044.110853658538,55,null,44,"LH",14,"44LH14",739.02439024390242,1108.5365853658536,572.01498364069005,{"$f":"MIN(I1073,360/'Roof Bay Analysis'!$I$51*K1073)","v":739.02439024390242},31,null,null,null,null,null,null,null,null,null,null,null,null,null,null,null,null,null,null,null,null,null,55044.073902439028,55,null,44,"LH",14,"44LH14",739.02439024390242,1108.5365853658536,572.01498364069005,{"$f":"MIN(AP1073,360/'Roof Bay Analysis'!$I$51*AR1073)","v":739.02439024390242},31]
[56028.019899999999,56028.029849999999,56,"X",28,"LH",5,"28LH 5",199,298.5,97,{"$f":"MIN(I1077,360/'Roof Bay Analysis'!$I$51*K1077)","v":145.5},13,null,null,null,null,null,null,null,null,null,null,null,null,null,null,null,null,null,null,null,null,null,56028.01455,56,"X",28,"LH",5,"28LH 5",199,298.5,97,{"$f":"MIN(AP1077,360/'Roof Bay Analysis'!$I$51*AR1077)","v":145.5},13]
[56028.038699999997,56028.05805,56,null,28,"LH",9,"28LH 9",387,580.5,183,{"$f":"MIN(I1081,360/'Roof Bay Analysis'!$I$51*K1081)","v":274.5},21,null,null,null,null,null,null,null,null,null,null,null,null,null,null,null,null,null,null,null,null,null,56028.027450000001,56,null,28,"LH",9,"28LH 9",387,580.5,183,{"$f":"MIN(AP1081,360/'Roof Bay Analysis'!$I$51*AR1081)","v":274.5},21]
[56028.054600000003,56028.081899999997,56,null,28,"LH",12,"28LH12",546,819,256,{"$f":"MIN(I1084,360/'Roof Bay Analysis'!$I$51*K1084)","v":384},27,null,null,null,null,null,null,null,null,null,null,null,null,null,null,null,null,null,null,null,null,null,56028.038399999998,56,null,28,"LH",12,"28LH12",546,819,256,{"$f":"MIN(AP1084,360/'Roof Bay Analysis'!$I$51*AR1084)","v":384},27]
[56032.0308,56032.046199999997,56,"X",32,"LH",7,"32LH 7",308,462,170,{"$f":"MIN(I1087,360/'Roof Bay Analysis'!$I$51*K1087)","v":255},16,null,null,null,null,null,null,null,null,null,null,null,null,null,null,null,null,null,null,null,null,null,56032.025500000003,56,"X",32,"LH",7,"32LH 7",308,462,170,{"$f":"MIN(AP1087,360/'Roof Bay Analysis'!$I$51*AR1087)","v":255},16]
[56032.046199999997,56032.069300000003,56,null,32,"LH",10,"32LH10",462,693,254,{"$f":"MIN(I1090,360/'Roof Bay Analysis'!$I$51*K1090)","v":381},21,null,null,null,null,null,null,null,null,null,null,null,null,null,null,null,null,null,null,null,null,null,56032.038099999998,56,null,32,"LH",10,"32LH10",462,693,254,{"$f":"MIN(AP1090,360/'Roof Bay Analysis'!$I$51*AR1090)","v":381},21]
[56032.077599999997,56032.116399999999,56,null,32,"LH",15,"32LH15",776,1164,422,{"$f":"MIN(I1095,360/'Roof Bay Analysis'!$I$51*K1095)","v":633},35,null,null,null,null,null,null,null,null,null,null,null,null,null,null,null,null,null,null,null,null,null,56032.063300000002,56,null,32,"LH",15,"32LH15",776,1164,422,{"$f":"MIN(AP1095,360/'Roof Bay Analysis'!$I$51*AR1095)","v":633},35]
[56036.030179640722,56036.045269461079,56,"X",36,"LH",7,"36LH 7",301.79640718562877,452.69461077844312,189.94704005163325,{"$f":"MIN(I1096,360/'Roof Bay Analysis'!$I$51*K1096)","v":284.92056007744986},16,null,null,null,null,null,null,null,null,null,null,null,null,null,null,null,null,null,null,null,null,null,56036.028492056008,56,"X",36,"LH",7,"36LH 7",301.79640718562877,452.69461077844312,189.94704005163325,{"$f":"MIN(AP1096,360/'Roof Bay Analysis'!$I$51*AR1096)","v":284.92056007744986},16]
[56036.046886227545,56036.070329341317,56,null,36,"LH",10,"36LH10",468.86227544910179,703.29341317365265,292.96916346946824,{"$f":"MIN(I1099,360/'Roof Bay Analysis'!$I$51*K1099)","v":439.45374520420239},21,null,null,null,null,null,null,null,null,null,null,null,null,null,null,null,null,null,null,null,null,null,56036.04394537452,56,null,36,"LH",10,"36LH10",468.86227544910179,703.29341317365265,292.96916346946824,{"$f":"MIN(AP1099,360/'Roof Bay Analysis'!$I$51*AR1099)","v":439.45374520420239},21]
[56036.07203592814,56036.108053892218,56,null,36,"LH",13,"36LH13",720.35928143712579,1080.5389221556886,445.35605435834918,{"$f":"MIN(I1102,360/'Roof Bay Analysis'!$I$51*K1102)","v":668.03408153752378},30,null,null,null,null,null,null,null,null,null,null,null,null,null,null,null,null,null,null,null,null,null,56036.066803408154,56,null,36,"LH",13,"36LH13",720.35928143712579,1080.5389221556886,445.35605435834918,{"$f":"MIN(AP1102,360/'Roof Bay Analysis'!$I$51*AR1102)","v":668.03408153752378},30]
[56040.043113772452,56040.064670658685,56,null,40,"LH",10,"40LH10",431.13772455089821,646.70658682634735,300.5752805765714,{"$f":"MIN(I1107,360/'Roof Bay Analysis'!$I$51*K1107)","v":431.13772455089821},21,null,null,null,null,null,null,null,null,null,null,null,null,null,null,null,null,null,null,null,null,null,56040.043113772452,56,null,40,"LH",10,"40LH10",431.13772455089821,646.70658682634735,300.5752805765714,{"$f":"MIN(AP1107,360/'Roof Bay Analysis'!$I$51*AR1107)","v":431.13772455089821},21]
[56040.067544910176,56040.101317365268,56,null,40,"LH",13,"40LH13",675.44910179640715,1013.1736526946107,464.77844311377248,{"$f":"MIN(I1110,360/'Roof Bay Analysis'!$I$51*K1110)","v":675.44910179640715},30,null,null,null,null,null,null,null,null,null,null,null,null,null,null,null,null,null,null,null,null,null,56040.067544910176,56,null,40,"LH",13,"40LH13",675.44910179640715,1013.1736526946107,464.77844311377248,{"$f":"MIN(AP1110,360/'Roof Bay Analysis'!$I$51*AR1110)","v":675.44910179640715},30]
[56040.095209580839,56040.142814371255,56,null,40,"LH",16,"40LH16",952.09580838323359,1428.1437125748503,652.63799347412953,{"$f":"MIN(I1113,360/'Roof Bay Analysis'!$I$51*K1113)","v":952.09580838323359},42,null,null,null,null,null,null,null,null,null,null,null,null,null,null,null,null,null,null,null,null,null,56040.095209580839,56,null,40,"LH",16,"40LH16",952.09580838323359,1428.1437125748503,652.63799347412953,{"$f":"MIN(AP1113,360/'Roof Bay Analysis'!$I$51*AR1113)","v":952.09580838323359},42]
[56044.053173652697,56044.079760479042,56,null,44,"LH",12,"44LH12",531.7365269461078,797.60479041916165,406.29323389149846,{"$f":"MIN(I1117,360/'Roof Bay Analysis'!$I$51*K1117)","v":531.7365269461078},25,null,null,null,null,null,null,null,null,null,null,null,null,null,null,null,null,null,null,null,null,null,56044.053173652697,56,null,44,"LH",12,"44LH12",531.7365269461078,797.60479041916165,406.29323389149846,{"$f":"MIN(AP1117,360/'Roof Bay Analysis'!$I$51*AR1117)","v":531.7365269461078},25]
[56044.084431137722,56044.126646706587,56,null,44,"LH",15,"44LH15",844.31137724550899,1266.4670658682635,640.9626017426225,{"$f":"MIN(I1120,360/'Roof Bay Analysis'!$I$51*K1120)","v":844.31137724550899},36,null,null,null,null,null,null,null,null,null,null,null,null,null,null,null,null,null,null,null,null,null,56044.084431137722,56,null,44,"LH",15,"44LH15",844.31137724550899,1266.4670658682635,640.9626017426225,{"$f":"MIN(AP1120,360/'Roof Bay Analysis'!$I$51*AR1120)","v":844.31137724550899},36]
[57028.025300000001,57028.037949999998,57,"X",28,"LH",6,"28LH 6",253,379.5,120,{"$f":"MIN(I1124,360/'Roof Bay Analysis'!$I$51*K1124)","v":180},16,null,null,null,null,null,null,null,null,null,null,null,null,null,null,null,null,null,null,null,null,null,57028.017999999996,57,"X",28,"LH",6,"28LH 6",253,379.5,120,{"$f":"MIN(AP1124,360/'Roof Bay Analysis'!$I$51*AR1124)","v":180},16]
[57028.0285,57028.042750000001,57,"X",28,"LH",7,"28LH 7",285,427.5,135,{"$f":"MIN(I1125,360/'Roof Bay Analysis'!$I$51*K1125)","v":202.5},17,null,null,null,null,null,null,null,null,null,null,null,null,null,null,null,null,null,null,null,null,null,57028.020250000001,57,"X",28,"LH",7,"28LH 7",285,427.5,135,{"$f":"MIN(AP1125,360/'Roof Bay Analysis'!$I$51*AR1125)","v":202.5},17]
[57028.041499999999,57028.062250000003,57,null,28,"LH",10,"28LH10",415,622.5,193,{"$f":"MIN(I1128,360/'Roof Bay Analysis'!$I$51*K1128)","v":289.5},23,null,null,null,null,null,null,null,null,null,null,null,null,null,null,null,null,null,null,null,null,null,57028.02895,57,null,28,"LH",10,"28LH10",415,622.5,193,{"$f":"MIN(AP1128,360/'Roof Bay Analysis'!$I$51*AR1128)","v":289.5},23]
[57032.026599999997,57032.039900000003,57,"X",32,"LH",6,"32LH 6",266,399,145,{"$f":"MIN(I1132,360/'Roof Bay Analysis'!$I$51*K1132)","v":217.5},14,null,null,null,null,null,null,null,null,null,null,null,null,null,null,null,null,null,null,null,null,null,57032.02175,57,"X",32,"LH",6,"32LH 6",266,399,145,{"$f":"MIN(AP1132,360/'Roof Bay Analysis'!$I$51*AR1132)","v":217.5},14]
[57032.040399999998,57032.060599999997,57,null,32,"LH",9,"32LH 9",404,606,219,{"$f":"MIN(I1135,360/'Roof Bay Analysis'!$I$51*K1135)","v":328.5},21,null,null,null,null,null,null,null,null,null,null,null,null,null,null,null,null,null,null,null,null,null,57032.032850000003,57,null,32,"LH",9,"32LH 9",404,606,219,{"$f":"MIN(AP1135,360/'Roof Bay Analysis'!$I$51*AR1135)","v":328.5},21]
[57032.048799999997,57032.073199999999,57,null,32,"LH",11,"32LH11",488,732,263,{"$f":"MIN(I1137,360/'Roof Bay Analysis'!$I$51*K1137)","v":394.5},24,null,null,null,null,null,null,null,null,null,null,null,null,null,null,null,null,null,null,null,null,null,57032.039449999997,57,null,32,"LH",11,"32LH11",488,732,263,{"$f":"MIN(AP1137,360/'Roof Bay Analysis'!$I$51*AR1137)","v":394.5},24]
[57036.032647058826,57036.048970588236,57,"X",36,"LH",8,"36LH 8",326.47058823529414,489.70588235294122,200.90747404844291,{"$f":"MIN(I1143,360/'Roof Bay Analysis'!$I$51*K1143)","v":301.36121107266433},18,null,null,null,null,null,null,null,null,null,null,null,null,null,null,null,null,null,null,null,null,null,57036.03013612111,57,"X",36,"LH",8,"36LH 8",326.47058823529414,489.70588235294122,200.90747404844291,{"$f":"MIN(AP1143,360/'Roof Bay Analysis'!$I$51*AR1143)","v":301.36121107266433},18]
[57036.050294117646,57036.075441176472,57,null,36,"LH",11,"36LH11",502.94117647058823,754.41176470588232,307.57484429065744,{"$f":"MIN(I1146,360/'Roof Bay Analysis'!$I$51*K1146)","v":461.36226643598616},23,null,null,null,null,null,null,null,null,null,null,null,null,null,null,null,null,null,null,null,null,null,57036.046136226643,57,null,36,"LH",11,"36LH11",502.94117647058823,754.41176470588232,307.57484429065744,{"$f":"MIN(AP1146,360/'Roof Bay Analysis'!$I$51*AR1146)","v":461.36226643598616},23]
[57036.060176470586,57036.090264705883,57,null,36,"LH",12,"36LH12",601.76470588235293,902.64705882352939,366.60435986159172,{"$f":"MIN(I1147,360/'Roof Bay Analysis'!$I$51*K1147)","v":549.90653979238755},25,null,null,null,null,null,null,null,null,null,null,null,null,null,null,null,null,null,null,null,null,null,57036.054990653982,57,null,36,"LH",12,"36LH12",601.76470588235293,902.64705882352939,366.60435986159172,{"$f":"MIN(AP1147,360/'Roof Bay Analysis'!$I$51*AR1147)","v":549.90653979238755},25]
[57036.082235294118,57036.123352941177,57,null,36,"LH",15,"36LH15",822.35294117647061,1233.5294117647059,497.09065743944637,{"$f":"MIN(I1150,360/'Roof Bay Analysis'!$I$51*K1150)","v":745.63598615916953},36,null,null,null,null,null,null,null,null,null,null,null,null,null,null,null,null,null,null,null,null,null,57036.074563598617,57,null,36,"LH",15,"36LH15",822.35294117647061,1233.5294117647059,497.09065743944637,{"$f":"MIN(AP1150,360/'Roof Bay Analysis'!$I$51*AR1150)","v":745.63598615916953},36]
[57040.046235294118,57040.069352941173,57,null,40,"LH",11,"40LH11",462.35294117647061,693.52941176470586,314.23204152249133,{"$f":"MIN(I1154,360/'Roof Bay Analysis'!$I$51*K1154)","v":462.35294117647061},22,null,null,null,null,null,null,null,null,null,null,null,null,null,null,null,null,null,null,null,null,null,57040.046235294118,57,null,40,"LH",11,"40LH11",462.35294117647061,693.52941176470586,314.23204152249133,{"$f":"MIN(AP1154,360/'Roof Bay Analysis'!$I$51*AR1154)","v":462.35294117647061},22]
[57040.084882352938,57040.127323529414,57,null,40,"LH",15,"40LH15",848.82352941176475,1273.2352941176471,573.40633217993081,{"$f":"MIN(I1158,360/'Roof Bay Analysis'!$I$51*K1158)","v":848.82352941176475},36,null,null,null,null,null,null,null,null,null,null,null,null,null,null,null,null,null,null,null,null,null,57040.084882352938,57,null,40,"LH",15,"40LH15",848.82352941176475,1273.2352941176471,573.40633217993081,{"$f":"MIN(AP1158,360/'Roof Bay Analysis'!$I$51*AR1158)","v":848.82352941176475},36]
[57044.038999999997,57044.058499999999,57,null,44,"LH",10,"44LH10",390,585,294.06,{"$f":"MIN(I1161,360/'Roof Bay Analysis'!$I$51*K1161)","v":390},21,null,null,null,null,null,null,null,null,null,null,null,null,null,null,null,null,null,null,null,null,null,57044.038999999997,57,null,44,"LH",10,"44LH10",390,585,294.06,{"$f":"MIN(AP1161,360/'Roof Bay Analysis'!$I$51*AR1161)","v":390},21]
[57044.071294117646,57044.106941176469,57,null,44,"LH",14,"44LH14",712.94117647058829,1069.4117647058824,532.35,{"$f":"MIN(I1165,360/'Roof Bay Analysis'!$I$51*K1165)","v":712.94117647058829},31,null,null,null,null,null,null,null,null,null,null,null,null,null,null,null,null,null,null,null,null,null,57044.071294117646,57,null,44,"LH",14,"44LH14",712.94117647058829,1069.4117647058824,532.35,{"$f":"MIN(AP1165,360/'Roof Bay Analysis'!$I$51*AR1165)","v":712.94117647058829},31]
[57044.102705882353,57044.154058823529,57,null,44,"LH",17,"44LH17",1027.0588235294117,1540.5882352941176,760.5,{"$f":"MIN(I1168,360/'Roof Bay Analysis'!$I$51*K1168)","v":1027.0588235294117},47,null,null,null,null,null,null,null,null,null,null,null,null,null,null,null,null,null,null,null,null,null,57044.102705882353,57,null,44,"LH",17,"44LH17",1027.0588235294117,1540.5882352941176,760.5,{"$f":"MIN(AP1168,360/'Roof Bay Analysis'!$I$51*AR1168)","v":1027.0588235294117},47]
[57048.048352941179,57048.072529411766,57,null,48,"LH",12,"48LH12",483.52941176470586,725.29411764705878,396.70501730103808,{"$f":"MIN(I1171,360/'Roof Bay Analysis'!$I$51*K1171)","v":483.52941176470586},25,null,null,null,null,null,null,null,null,null,null,null,null,null,null,null,null,null,null,null,null,null,57048.048352941179,57,null,48,"LH",12,"48LH12",483.52941176470586,725.29411764705878,396.70501730103808,{"$f":"MIN(AP1171,360/'Roof Bay Analysis'!$I$51*AR1171)","v":483.52941176470586},25]
[57048.068294117649,57048.102441176474,57,null,48,"LH",14,"48LH14",682.94117647058829,1024.4117647058824,558.71020761245677,{"$f":"MIN(I1173,360/'Roof Bay Analysis'!$I$51*K1173)","v":682.94117647058829},32,null,null,null,null,null,null,null,null,null,null,null,null,null,null,null,null,null,null,null,null,null,57048.068294117649,57,null,48,"LH",14,"48LH14",682.94117647058829,1024.4117647058824,558.71020761245677,{"$f":"MIN(AP1173,360/'Roof Bay Analysis'!$I$51*AR1173)","v":682.94117647058829},32]
[57048.101647058822,57048.152470588233,57,null,48,"LH",17,"48LH17",1016.4705882352941,1524.7058823529412,824.56487889273353,{"$f":"MIN(I1176,360/'Roof Bay Analysis'!$I$51*K1176)","v":1016.4705882352941},47,null,null,null,null,null,null,null,null,null,null,null,null,null,null,null,null,null,null,null,null,null,57048.101647058822,57,null,48,"LH",17,"48LH17",1016.4705882352941,1524.7058823529412,824.56487889273353,{"$f":"MIN(AP1176,360/'Roof Bay Analysis'!$I$51*AR1176)","v":1016.4705882352941},47]
[58032.031199999998,58032.046799999996,58,"X",32,"LH",8,"32LH 8",312,468,167,{"$f":"MIN(I1179,360/'Roof Bay Analysis'!$I$51*K1179)","v":250.5},17,null,null,null,null,null,null,null,null,null,null,null,null,null,null,null,null,null,null,null,null,null,58032.025049999997,58,"X",32,"LH",8,"32LH 8",312,468,167,{"$f":"MIN(AP1179,360/'Roof Bay Analysis'!$I$51*AR1179)","v":250.5},17]
[58032.055899999999,58032.083850000003,58,null,32,"LH",12,"32LH12",559,838.5,295,{"$f":"MIN(I1183,360/'Roof Bay Analysis'!$I$51*K1183)","v":442.5},27,null,null,null,null,null,null,null,null,null,null,null,null,null,null,null,null,null,null,null,null,null,58032.044249999999,58,null,32,"LH",12,"32LH12",559,838.5,295,{"$f":"MIN(AP1183,360/'Roof Bay Analysis'!$I$51*AR1183)","v":442.5},27]
[58036.032099999997,58036.048150000002,58,"X",36,"LH",8,"36LH 8",321,481.5,194,{"$f":"MIN(I1188,360/'Roof Bay Analysis'!$I$51*K1188)","v":291},18,null,null,null,null,null,null,null,null,null,null,null,null,null,null,null,null,null,null,null,null,null,58036.0291,58,"X",36,"LH",8,"36LH 8",321,481.5,194,{"$f":"MIN(AP1188,360/'Roof Bay Analysis'!$I$51*AR1188)","v":291},18]
[58036.049500000001,58036.074249999998,58,null,36,"LH",11,"36LH11",495,742.5,297,{"$f":"MIN(I1191,360/'Roof Bay Analysis'!$I$51*K1191)","v":445.5},23,null,null,null,null,null,null,null,null,null,null,null,null,null,null,null,null,null,null,null,null,null,58036.044549999999,58,null,36,"LH",11,"36LH11",495,742.5,297,{"$f":"MIN(AP1191,360/'Roof Bay Analysis'!$I$51*AR1191)","v":445.5},23]
[58036.076800000003,58036.1152,58,null,36,"LH",14,"36LH14",768,1152,456,{"$f":"MIN(I1194,360/'Roof Bay Analysis'!$I$51*K1194)","v":684},36,null,null,null,null,null,null,null,null,null,null,null,null,null,null,null,null,null,null,null,null,null,58036.068399999996,58,null,36,"LH",14,"36LH14",768,1152,456,{"$f":"MIN(AP1194,360/'Roof Bay Analysis'!$I$51*AR1194)","v":684},36]
[58040.037803468207,58040.056705202311,58,"X",40,"LH",9,"40LH 9",378.03468208092488,567.05202312138726,254.15363025827793,{"$f":"MIN(I1197,360/'Roof Bay Analysis'!$I$51*K1197)","v":378.03468208092488},21,null,null,null,null,null,null,null,null,null,null,null,null,null,null,null,null,null,null,null,null,null,58040.037803468207,58,"X",40,"LH",9,"40LH 9",378.03468208092488,567.05202312138726,254.15363025827793,{"$f":"MIN(AP1197,360/'Roof Bay Analysis'!$I$51*AR1197)","v":378.03468208092488},21]
[58040.041618497111,58040.062427745666,58,null,40,"LH",10,"40LH10",416.18497109826592,624.27745664739882,280.08767416218382,{"$f":"MIN(I1198,360/'Roof Bay Analysis'!$I$51*K1198)","v":416.18497109826592},21,null,null,null,null,null,null,null,null,null,null,null,null,null,null,null,null,null,null,null,null,null,58040.041618497111,58,null,40,"LH",10,"40LH10",416.18497109826592,624.27745664739882,280.08767416218382,{"$f":"MIN(AP1198,360/'Roof Bay Analysis'!$I$51*AR1198)","v":416.18497109826592},21]
[58040.065202312137,58040.097803468205,58,null,40,"LH",13,"40LH13",652.02312138728325,978.03468208092488,433.0985331952287,{"$f":"MIN(I1201,360/'Roof Bay Analysis'!$I$51*K1201)","v":649.64779979284299},30,null,null,null,null,null,null,null,null,null,null,null,null,null,null,null,null,null,null,null,null,null,58040.06496477998,58,null,40,"LH",13,"40LH13",652.02312138728325,978.03468208092488,433.0985331952287,{"$f":"MIN(AP1201,360/'Roof Bay Analysis'!$I$51*AR1201)","v":649.64779979284299},30]
[58044.038323699424,58044.057485549136,58,null,44,"LH",10,"44LH10",383.23699421965318,574.85549132947972,283.94981456112799,{"$f":"MIN(I1206,360/'Roof Bay Analysis'!$I$51*K1206)","v":383.23699421965318},21,null,null,null,null,null,null,null,null,null,null,null,null,null,null,null,null,null,null,null,null,null,58044.038323699424,58,null,44,"LH",10,"44LH10",383.23699421965318,574.85549132947972,283.94981456112799,{"$f":"MIN(AP1206,360/'Roof Bay Analysis'!$I$51*AR1206)","v":383.23699421965318},21]
[58044.060867052023,58044.091300578031,58,null,44,"LH",13,"44LH13",608.67052023121391,913.00578034682087,448.77125864546093,{"$f":"MIN(I1209,360/'Roof Bay Analysis'!$I$51*K1209)","v":608.67052023121391},30,null,null,null,null,null,null,null,null,null,null,null,null,null,null,null,null,null,null,null,null,null,58044.060867052023,58,null,44,"LH",13,"44LH13",608.67052023121391,913.00578034682087,448.77125864546093,{"$f":"MIN(AP1209,360/'Roof Bay Analysis'!$I$51*AR1209)","v":608.67052023121391},30]
[58044.093988439308,58044.140982658959,58,null,44,"LH",16,"44LH16",939.88439306358384,1409.8265895953757,687.0279995990511,{"$f":"MIN(I1212,360/'Roof Bay Analysis'!$I$51*K1212)","v":939.88439306358384},42,null,null,null,null,null,null,null,null,null,null,null,null,null,null,null,null,null,null,null,null,null,58044.093988439308,58,null,44,"LH",16,"44LH16",939.88439306358384,1409.8265895953757,687.0279995990511,{"$f":"MIN(AP1212,360/'Roof Bay Analysis'!$I$51*AR1212)","v":939.88439306358384},42]
[58048.047514450867,58048.071271676301,58,null,48,"LH",12,"48LH12",475.14450867052022,712.71676300578031,383.06575562163789,{"$f":"MIN(I1216,360/'Roof Bay Analysis'!$I$51*K1216)","v":475.14450867052022},25,null,null,null,null,null,null,null,null,null,null,null,null,null,null,null,null,null,null,null,null,null,58048.047514450867,58,null,48,"LH",12,"48LH12",475.14450867052022,712.71676300578031,383.06575562163789,{"$f":"MIN(AP1216,360/'Roof Bay Analysis'!$I$51*AR1216)","v":475.14450867052022},25]
[58048.067109826588,58048.100664739883,58,null,48,"LH",14,"48LH14",671.09826589595377,1006.6473988439307,539.50098566607642,{"$f":"MIN(I1218,360/'Roof Bay Analysis'!$I$51*K1218)","v":671.09826589595377},32,null,null,null,null,null,null,null,null,null,null,null,null,null,null,null,null,null,null,null,null,null,58048.067109826588,58,null,48,"LH",14,"48LH14",671.09826589595377,1006.6473988439307,539.50098566607642,{"$f":"MIN(AP1218,360/'Roof Bay Analysis'!$I$51*AR1218)","v":671.09826589595377},32]
[59032.027900000001,59032.041850000001,59,"X",32,"LH",7,"32LH 7",279,418.5,146,{"$f":"MIN(I1223,360/'Roof Bay Analysis'!$I$51*K1223)","v":219},16,null,null,null,null,null,null,null,null,null,null,null,null,null,null,null,null,null,null,null,null,null,59032.0219,59,"X",32,"LH",7,"32LH 7",279,418.5,146,{"$f":"MIN(AP1223,360/'Roof Bay Analysis'!$I$51*AR1223)","v":219},16]
[59032.030200000001,59032.045299999998,59,"X",32,"LH",8,"32LH 8",302,453,159,{"$f":"MIN(I1224,360/'Roof Bay Analysis'!$I$51*K1224)","v":238.5},17,null,null,null,null,null,null,null,null,null,null,null,null,null,null,null,null,null,null,null,null,null,59032.023849999998,59,"X",32,"LH",8,"32LH 8",302,453,159,{"$f":"MIN(AP1224,360/'Roof Bay Analysis'!$I$51*AR1224)","v":238.5},17]
[59032.0458,59032.068700000003,59,null,32,"LH",11,"32LH11",458,687,239,{"$f":"MIN(I1227,360/'Roof Bay Analysis'!$I$51*K1227)","v":358.5},24,null,null,null,null,null,null,null,null,null,null,null,null,null,null,null,null,null,null,null,null,null,59032.03585,59,null,32,"LH",11,"32LH11",458,687,239,{"$f":"MIN(AP1227,360/'Roof Bay Analysis'!$I$51*AR1227)","v":358.5},24]
[59032.072500000002,59032.108749999999,59,null,32,"LH",15,"32LH15",725,1087.5,374,{"$f":"MIN(I1231,360/'Roof Bay Analysis'!$I$51*K1231)","v":561},35,null,null,null,null,null,null,null,null,null,null,null,null,null,null,null,null,null,null,null,null,null,59032.056100000002,59,null,32,"LH",15,"32LH15",725,1087.5,374,{"$f":"MIN(AP1231,360/'Roof Bay Analysis'!$I$51*AR1231)","v":561},35]
[59036.044000000002,59036.065999999999,59,null,36,"LH",10,"36LH10",440,660,260,{"$f":"MIN(I1235,360/'Roof Bay Analysis'!$I$51*K1235)","v":390},21,null,null,null,null,null,null,null,null,null,null,null,null,null,null,null,null,null,null,null,null,null,59036.038999999997,59,null,36,"LH",10,"36LH10",440,660,260,{"$f":"MIN(AP1235,360/'Roof Bay Analysis'!$I$51*AR1235)","v":390},21]
[59036.067499999997,59036.10125,59,null,36,"LH",13,"36LH13",675,1012.5,395,{"$f":"MIN(I1238,360/'Roof Bay Analysis'!$I$51*K1238)","v":592.5},30,null,null,null,null,null,null,null,null,null,null,null,null,null,null,null,null,null,null,null,null,null,59036.059249999998,59,null,36,"LH",13,"36LH13",675,1012.5,395,{"$f":"MIN(AP1238,360/'Roof Bay Analysis'!$I$51*AR1238)","v":592.5},30]
[59040.037159090913,59040.055738636365,59,"X",40,"LH",9,"40LH 9",371.59090909090907,557.38636363636363,245.56314566115702,{"$f":"MIN(I1242,360/'Roof Bay Analysis'!$I$51*K1242)","v":368.34471849173553},21,null,null,null,null,null,null,null,null,null,null,null,null,null,null,null,null,null,null,null,null,null,59040.036834471852,59,"X",40,"LH",9,"40LH 9",371.59090909090907,557.38636363636363,245.56314566115702,{"$f":"MIN(AP1242,360/'Roof Bay Analysis'!$I$51*AR1242)","v":368.34471849173553},21]
[59040.054375,59040.081562500003,59,null,40,"LH",12,"40LH12",543.75,815.625,357.0688597623967,{"$f":"MIN(I1245,360/'Roof Bay Analysis'!$I$51*K1245)","v":535.60328964359508},25,null,null,null,null,null,null,null,null,null,null,null,null,null,null,null,null,null,null,null,null,null,59040.053560328961,59,null,40,"LH",12,"40LH12",543.75,815.625,357.0688597623967,{"$f":"MIN(AP1245,360/'Roof Bay Analysis'!$I$51*AR1245)","v":535.60328964359508},25]
[59040.081988636361,59040.122982954548,59,null,40,"LH",15,"40LH15",819.88636363636363,1229.8295454545455,534.97685304752065,{"$f":"MIN(I1248,360/'Roof Bay Analysis'!$I$51*K1248)","v":802.46527957128092},36,null,null,null,null,null,null,null,null,null,null,null,null,null,null,null,null,null,null,null,null,null,59040.080246527956,59,null,40,"LH",15,"40LH15",819.88636363636363,1229.8295454545455,534.97685304752065,{"$f":"MIN(AP1248,360/'Roof Bay Analysis'!$I$51*AR1248)","v":802.46527957128092},36]
[59044.040738636366,59044.061107954549,59,null,44,"LH",11,"44LH11",407.38636363636363,611.0795454545455,296.42652376033055,{"$f":"MIN(I1252,360/'Roof Bay Analysis'!$I$51*K1252)","v":407.38636363636363},22,null,null,null,null,null,null,null,null,null,null,null,null,null,null,null,null,null,null,null,null,null,59044.040738636366,59,null,44,"LH",11,"44LH11",407.38636363636363,611.0795454545455,296.42652376033055,{"$f":"MIN(AP1252,360/'Roof Bay Analysis'!$I$51*AR1252)","v":407.38636363636363},22]
[59044.050454545453,59044.075681818184,59,null,44,"LH",12,"44LH12",504.54545454545456,756.81818181818187,365.80294421487605,{"$f":"MIN(I1253,360/'Roof Bay Analysis'!$I$51*K1253)","v":504.54545454545456},25,null,null,null,null,null,null,null,null,null,null,null,null,null,null,null,null,null,null,null,null,null,59044.050454545453,59,null,44,"LH",12,"44LH12",504.54545454545456,756.81818181818187,365.80294421487605,{"$f":"MIN(AP1253,360/'Roof Bay Analysis'!$I$51*AR1253)","v":504.54545454545456},25]
[59044.092386363634,59044.138579545455,59,null,44,"LH",16,"44LH16",923.86363636363637,1385.7954545454545,663.80620480371897,{"$f":"MIN(I1257,360/'Roof Bay Analysis'!$I$51*K1257)","v":923.86363636363637},42,null,null,null,null,null,null,null,null,null,null,null,null,null,null,null,null,null,null,null,null,null,59044.092386363634,59,null,44,"LH",16,"44LH16",923.86363636363637,1385.7954545454545,663.80620480371897,{"$f":"MIN(AP1257,360/'Roof Bay Analysis'!$I$51*AR1257)","v":923.86363636363637},42]
[59048.036988636362,59048.055482954544,59,null,48,"LH",11,"48LH11",369.88636363636363,554.8295454545455,294.54416322314052,{"$f":"MIN(I1260,360/'Roof Bay Analysis'!$I$51*K1260)","v":369.88636363636363},22,null,null,null,null,null,null,null,null,null,null,null,null,null,null,null,null,null,null,null,null,null,59048.036988636362,59,null,48,"LH",11,"48LH11",369.88636363636363,554.8295454545455,294.54416322314052,{"$f":"MIN(AP1260,360/'Roof Bay Analysis'!$I$51*AR1260)","v":369.88636363636363},22]
[59048.065965909089,59048.098948863633,59,null,48,"LH",14,"48LH14",659.65909090909088,989.48863636363626,521.26565728305786,{"$f":"MIN(I1263,360/'Roof Bay Analysis'!$I$51*K1263)","v":659.65909090909088},32,null,null,null,null,null,null,null,null,null,null,null,null,null,null,null,null,null,null,null,null,null,59048.065965909089,59,null,48,"LH",14,"48LH14",659.65909090909088,989.48863636363626,521.26565728305786,{"$f":"MIN(AP1263,360/'Roof Bay Analysis'!$I$51*AR1263)","v":659.65909090909088},32]
[59048.087443181816,59048.131164772727,59,null,48,"LH",16,"48LH16",874.43181818181813,1311.6477272727273,687.91564436983469,{"$f":"MIN(I1265,360/'Roof Bay Analysis'!$I$51*K1265)","v":874.43181818181813},42,null,null,null,null,null,null,null,null,null,null,null,null,null,null,null,null,null,null,null,null,null,59048.087443181816,59,null,48,"LH",16,"48LH16",874.43181818181813,1311.6477272727273,687.91564436983469,{"$f":"MIN(AP1265,360/'Roof Bay Analysis'!$I$51*AR1265)","v":874.43181818181813},42]
[60032.040200000003,60032.060299999997,60,null,32,"LH",10,"32LH10",402,603,206,{"$f":"MIN(I1271,360/'Roof Bay Analysis'!$I$51*K1271)","v":309},21,null,null,null,null,null,null,null,null,null,null,null,null,null,null,null,null,null,null,null,null,null,60032.030899999998,60,null,32,"LH",10,"32LH10",402,603,206,{"$f":"MIN(AP1271,360/'Roof Bay Analysis'!$I$51*AR1271)","v":309},21]
[60032.044300000001,60032.066449999998,60,null,32,"LH",11,"32LH11",443,664.5,227,{"$f":"MIN(I1272,360/'Roof Bay Analysis'!$I$51*K1272)","v":340.5},24,null,null,null,null,null,null,null,null,null,null,null,null,null,null,null,null,null,null,null,null,null,60032.034050000002,60,null,32,"LH",11,"32LH11",443,664.5,227,{"$f":"MIN(AP1272,360/'Roof Bay Analysis'!$I$51*AR1272)","v":340.5},24]
[60032.064299999998,60032.096449999997,60,null,32,"LH",14,"32LH14",643,964.5,321,{"$f":"MIN(I1275,360/'Roof Bay Analysis'!$I$51*K1275)","v":481.5},33,null,null,null,null,null,null,null,null,null,null,null,null,null,null,null,null,null,null,null,null,null,60032.048150000002,60,null,32,"LH",14,"32LH14",643,964.5,321,{"$f":"MIN(AP1275,360/'Roof Bay Analysis'!$I$51*AR1275)","v":481.5},33]
[60036.030200000001,60036.045299999998,60,"X",36,"LH",8,"36LH 8",302,453,176,{"$f":"MIN(I1278,360/'Roof Bay Analysis'!$I$51*K1278)","v":264},18,null,null,null,null,null,null,null,null,null,null,null,null,null,null,null,null,null,null,null,null,null,60036.026400000002,60,"X",36,"LH",8,"36LH 8",302,453,176,{"$f":"MIN(AP1278,360/'Roof Bay Analysis'!$I$51*AR1278)","v":264},18]
[60036.055699999997,60036.083550000003,60,null,36,"LH",12,"36LH12",557,835.5,322,{"$f":"MIN(I1282,360/'Roof Bay Analysis'!$I$51*K1282)","v":483},25,null,null,null,null,null,null,null,null,null,null,null,null,null,null,null,null,null,null,null,null,null,60036.048300000002,60,null,36,"LH",12,"36LH12",557,835.5,322,{"$f":"MIN(AP1282,360/'Roof Bay Analysis'!$I$51*AR1282)","v":483},25]
[60040.02782122905,60040.041731843572,60,"X",40,"LH",8,"40LH 8",278.21229050279328,417.31843575418992,181.6844043569177,{"$f":"MIN(I1286,360/'Roof Bay Analysis'!$I$51*K1286)","v":272.52660653537657},16,null,null,null,null,null,null,null,null,null,null,null,null,null,null,null,null,null,null,null,null,null,60040.027252660657,60,"X",40,"LH",8,"40LH 8",278.21229050279328,417.31843575418992,181.6844043569177,{"$f":"MIN(AP1286,360/'Roof Bay Analysis'!$I$51*AR1286)","v":272.52660653537657},16]
[60040.043910614528,60040.065865921788,60,null,40,"LH",11,"40LH11",439.10614525139664,658.65921787709499,283.42767079679163,{"$f":"MIN(I1289,360/'Roof Bay Analysis'!$I$51*K1289)","v":425.14150619518745},22,null,null,null,null,null,null,null,null,null,null,null,null,null,null,null,null,null,null,null,null,null,60040.04251415062,60,null,40,"LH",11,"40LH11",439.10614525139664,658.65921787709499,283.42767079679163,{"$f":"MIN(AP1289,360/'Roof Bay Analysis'!$I$51*AR1289)","v":425.14150619518745},22]
[60040.080614525141,60040.120921787711,60,null,40,"LH",15,"40LH15",806.14525139664806,1209.2178770949722,517.19493773602574,{"$f":"MIN(I1293,360/'Roof Bay Analysis'!$I$51*K1293)","v":775.79240660403866},36,null,null,null,null,null,null,null,null,null,null,null,null,null,null,null,null,null,null,null,null,null,60040.077579240664,60,null,40,"LH",15,"40LH15",806.14525139664806,1209.2178770949722,517.19493773602574,{"$f":"MIN(AP1293,360/'Roof Bay Analysis'!$I$51*AR1293)","v":775.79240660403866},36]
[60044.037039106144,60044.055558659216,60,null,44,"LH",10,"44LH10",370.39106145251395,555.58659217877096,265.23310758091196,{"$f":"MIN(I1296,360/'Roof Bay Analysis'!$I$51*K1296)","v":370.39106145251395},21,null,null,null,null,null,null,null,null,null,null,null,null,null,null,null,null,null,null,null,null,null,60044.037039106144,60,null,44,"LH",10,"44LH10",370.39106145251395,555.58659217877096,265.23310758091196,{"$f":"MIN(AP1296,360/'Roof Bay Analysis'!$I$51*AR1296)","v":370.39106145251395},21]
[60044.058826815643,60044.088240223464,60,null,44,"LH",13,"44LH13",588.26815642458098,882.40223463687153,419.19025623419992,{"$f":"MIN(I1299,360/'Roof Bay Analysis'!$I$51*K1299)","v":588.26815642458098},30,null,null,null,null,null,null,null,null,null,null,null,null,null,null,null,null,null,null,null,null,null,60044.058826815643,60,null,44,"LH",13,"44LH13",588.26815642458098,882.40223463687153,419.19025623419992,{"$f":"MIN(AP1299,360/'Roof Bay Analysis'!$I$51*AR1299)","v":588.26815642458098},30]
[60044.078770949724,60044.118156424578,60,null,44,"LH",15,"44LH15",787.70949720670387,1181.5642458100558,557.90412284260788,{"$f":"MIN(I1301,360/'Roof Bay Analysis'!$I$51*K1301)","v":787.70949720670387},36,null,null,null,null,null,null,null,null,null,null,null,null,null,null,null,null,null,null,null,null,null,60044.078770949724,60,null,44,"LH",15,"44LH15",787.70949720670387,1181.5642458100558,557.90412284260788,{"$f":"MIN(AP1301,360/'Roof Bay Analysis'!$I$51*AR1301)","v":787.70949720670387},36]
[60048.033519553072,60048.050279329611,60,"X",48,"LH",10,"48LH10",335.195530726257,502.79329608938554,264.14671826722014,{"$f":"MIN(I1304,360/'Roof Bay Analysis'!$I$51*K1304)","v":335.195530726257},21,null,null,null,null,null,null,null,null,null,null,null,null,null,null,null,null,null,null,null,null,null,60048.033519553072,60,"X",48,"LH",10,"48LH10",335.195530726257,502.79329608938554,264.14671826722014,{"$f":"MIN(AP1304,360/'Roof Bay Analysis'!$I$51*AR1304)","v":335.195530726257},21]
[60048.064860335195,60048.097290502796,60,"X",48,"LH",14,"48LH14",648.60335195530729,972.90502793296093,503.93948378639868,{"$f":"MIN(I1308,360/'Roof Bay Analysis'!$I$51*K1308)","v":648.60335195530729},32,null,null,null,null,null,null,null,null,null,null,null,null,null,null,null,null,null,null,null,null,null,60048.064860335195,60,"X",48,"LH",14,"48LH14",648.60335195530729,972.90502793296093,503.93948378639868,{"$f":"MIN(AP1308,360/'Roof Bay Analysis'!$I$51*AR1308)","v":648.60335195530729},32]
[60048.096536312849,60048.144804469273,60,"X",48,"LH",17,"48LH17",965.36312849162016,1448.0446927374303,743.73224930557728,{"$f":"MIN(I1311,360/'Roof Bay Analysis'!$I$51*K1311)","v":965.36312849162016},47,null,null,null,null,null,null,null,null,null,null,null,null,null,null,null,null,null,null,null,null,null,60048.096536312849,60,"X",48,"LH",17,"48LH17",965.36312849162016,1448.0446927374303,743.73224930557728,{"$f":"MIN(AP1311,360/'Roof Bay Analysis'!$I$51*AR1311)","v":965.36312849162016},47]
[61032.0389,61032.058349999999,61,"X",32,"LH",10,"32LH10",389,583.5,196,{"$f":"MIN(I1316,360/'Roof Bay Analysis'!$I$51*K1316)","v":294},21,null,null,null,null,null,null,null,null,null,null,null,null,null,null,null,null,null,null,null,null,null,61032.029399999999,61,"X",32,"LH",10,"32LH10",389,583.5,196,{"$f":"MIN(AP1316,360/'Roof Bay Analysis'!$I$51*AR1316)","v":294},21]
[61032.058100000002,61032.087149999999,61,"X",32,"LH",13,"32LH13",581,871.5,288,{"$f":"MIN(I1319,360/'Roof Bay Analysis'!$I$51*K1319)","v":432},30,null,null,null,null,null,null,null,null,null,null,null,null,null,null,null,null,null,null,null,null,null,61032.0432,61,"X",32,"LH",13,"32LH13",581,871.5,288,{"$f":"MIN(AP1319,360/'Roof Bay Analysis'!$I$51*AR1319)","v":432},30]
[61036.026599999997,61036.039900000003,61,"X",36,"LH",7,"36LH 7",266,399,153,{"$f":"MIN(I1322,360/'Roof Bay Analysis'!$I$51*K1322)","v":229.5},16,null,null,null,null,null,null,null,null,null,null,null,null,null,null,null,null,null,null,null,null,null,61036.022949999999,61,"X",36,"LH",7,"36LH 7",266,399,153,{"$f":"MIN(AP1322,360/'Roof Bay Analysis'!$I$51*AR1322)","v":229.5},16]
[61036.029300000002,61036.043949999999,61,"X",36,"LH",8,"36LH 8",293,439.5,168,{"$f":"MIN(I1323,360/'Roof Bay Analysis'!$I$51*K1323)","v":252},18,null,null,null,null,null,null,null,null,null,null,null,null,null,null,null,null,null,null,null,null,null,61036.025199999996,61,"X",36,"LH",8,"36LH 8",293,439.5,168,{"$f":"MIN(AP1323,360/'Roof Bay Analysis'!$I$51*AR1323)","v":252},18]
[61036.045100000003,61036.067649999997,61,"X",36,"LH",11,"36LH11",451,676.5,257,{"$f":"MIN(I1326,360/'Roof Bay Analysis'!$I$51*K1326)","v":385.5},23,null,null,null,null,null,null,null,null,null,null,null,null,null,null,null,null,null,null,null,null,null,61036.038549999997,61,"X",36,"LH",11,"36LH11",451,676.5,257,{"$f":"MIN(AP1326,360/'Roof Bay Analysis'!$I$51*AR1326)","v":385.5},23]
[61036.070599999999,61036.105900000002,61,"X",36,"LH",14,"36LH14",706,1059,392,{"$f":"MIN(I1329,360/'Roof Bay Analysis'!$I$51*K1329)","v":588},36,null,null,null,null,null,null,null,null,null,null,null,null,null,null,null,null,null,null,null,null,null,61036.058799999999,61,"X",36,"LH",14,"36LH14",706,1059,392,{"$f":"MIN(AP1329,360/'Roof Bay Analysis'!$I$51*AR1329)","v":588},36]
[61040.043186813185,61040.064780219778,61,"X",40,"LH",11,"40LH11",431.86813186813185,647.80219780219772,274.16091051805336,{"$f":"MIN(I1334,360/'Roof Bay Analysis'!$I$51*K1334)","v":411.24136577708003},22,null,null,null,null,null,null,null,null,null,null,null,null,null,null,null,null,null,null,null,null,null,61040.04112413658,61,"X",40,"LH",11,"40LH11",431.86813186813185,647.80219780219772,274.16091051805336,{"$f":"MIN(AP1334,360/'Roof Bay Analysis'!$I$51*AR1334)","v":411.24136577708003},22]
[61040.070879120882,61040.106318681319,61,"X",40,"LH",14,"40LH14",708.79120879120876,1063.1868131868132,448.73345610433523,{"$f":"MIN(I1337,360/'Roof Bay Analysis'!$I$51*K1337)","v":673.10018415650279},35,null,null,null,null,null,null,null,null,null,null,null,null,null,null,null,null,null,null,null,null,null,61040.067310018414,61,"X",40,"LH",14,"40LH14",708.79120879120876,1063.1868131868132,448.73345610433523,{"$f":"MIN(AP1337,360/'Roof Bay Analysis'!$I$51*AR1337)","v":673.10018415650279},35]
[61044.036428571431,61044.05464285714,61,"X",44,"LH",10,"44LH10",364.28571428571428,546.42857142857144,256.5612244897959,{"$f":"MIN(I1341,360/'Roof Bay Analysis'!$I$51*K1341)","v":364.28571428571428},21,null,null,null,null,null,null,null,null,null,null,null,null,null,null,null,null,null,null,null,null,null,61044.036428571431,61,"X",44,"LH",10,"44LH10",364.28571428571428,546.42857142857144,256.5612244897959,{"$f":"MIN(AP1341,360/'Roof Bay Analysis'!$I$51*AR1341)","v":364.28571428571428},21]
[61044.057857142856,61044.086785714288,61,"X",44,"LH",13,"44LH13",578.57142857142856,867.85714285714289,405.48469387755102,{"$f":"MIN(I1344,360/'Roof Bay Analysis'!$I$51*K1344)","v":578.57142857142856},30,null,null,null,null,null,null,null,null,null,null,null,null,null,null,null,null,null,null,null,null,null,61044.057857142856,61,"X",44,"LH",13,"44LH13",578.57142857142856,867.85714285714289,405.48469387755102,{"$f":"MIN(AP1344,360/'Roof Bay Analysis'!$I$51*AR1344)","v":578.57142857142856},30]
[61044.077472527475,61044.116208791209,61,"X",44,"LH",15,"44LH15",774.72527472527474,1162.0879120879122,539.66326530612241,{"$f":"MIN(I1346,360/'Roof Bay Analysis'!$I$51*K1346)","v":774.72527472527474},36,null,null,null,null,null,null,null,null,null,null,null,null,null,null,null,null,null,null,null,null,null,61044.077472527475,61,"X",44,"LH",15,"44LH15",774.72527472527474,1162.0879120879122,539.66326530612241,{"$f":"MIN(AP1346,360/'Roof Bay Analysis'!$I$51*AR1346)","v":774.72527472527474},36]
[61048.032967032967,61048.04945054945,61,"X",{"$f":"VALUE(LEFT(H1349,2))","v":48},{"$f":"MID(H1349,3,LEN(H1349)-4)","v":"LH"},{"$f":"VALUE(RIGHT(H1349,2))","v":10},"48LH10",329.67032967032969,494.50549450549454,255.51035502958581,{"$f":"MIN(I1349,360/'Roof Bay Analysis'!$I$51*K1349)","v":329.67032967032969},21,null,null,null,null,null,null,null,null,null,null,null,null,null,null,null,null,null,null,null,null,null,61048.032967032967,61,"X",{"$f":"VALUE(LEFT(AO1349,2))","v":48},{"$f":"MID(AO1349,3,LEN(AO1349)-4)","v":"LH"},{"$f":"VALUE(RIGHT(AO1349,2))","v":10},"48LH10",329.67032967032969,494.50549450549454,255.51035502958581,{"$f":"MIN(AP1349,360/'Roof Bay Analysis'!$I$51*AR1349)","v":329.67032967032969},21]
[61048.05406593407,61048.081098901101,61,"X",48,"LH",13,"48LH13",540.65934065934061,810.98901098901092,413.16568047337279,{"$f":"MIN(I1352,360/'Roof Bay Analysis'!$I$51*K1352)","v":540.65934065934061},29,null,null,null,null,null,null,null,null,null,null,null,null,null,null,null,null,null,null,null,null,null,61048.05406593407,61,"X",48,"LH",13,"48LH13",540.65934065934061,810.98901098901092,413.16568047337279,{"$f":"MIN(AP1352,360/'Roof Bay Analysis'!$I$51*AR1352)","v":540.65934065934061},29]
[61048.084560439558,61048.126840659337,61,"X",48,"LH",16,"48LH16",845.60439560439556,1268.4065934065934,643.30621301775147,{"$f":"MIN(I1355,360/'Roof Bay Analysis'!$I$51*K1355)","v":845.60439560439556},42,null,null,null,null,null,null,null,null,null,null,null,null,null,null,null,null,null,null,null,null,null,61048.084560439558,61,"X",48,"LH",16,"48LH16",845.60439560439556,1268.4065934065934,643.30621301775147,{"$f":"MIN(AP1355,360/'Roof Bay Analysis'!$I$51*AR1355)","v":845.60439560439556},42]
[62032.027499999997,62032.041250000002,62,"X",32,"LH",8,"32LH 8",275,412.5,137,{"$f":"MIN(I1359,360/'Roof Bay Analysis'!$I$51*K1359)","v":205.5},17,null,null,null,null,null,null,null,null,null,null,null,null,null,null,null,null,null,null,null,null,null,62032.020550000001,62,"X",32,"LH",8,"32LH 8",275,412.5,137,{"$f":"MIN(AP1359,360/'Roof Bay Analysis'!$I$51*AR1359)","v":205.5},17]
[62032.049200000001,62032.073799999998,62,"X",32,"LH",12,"32LH12",492,738,243,{"$f":"MIN(I1363,360/'Roof Bay Analysis'!$I$51*K1363)","v":364.5},27,null,null,null,null,null,null,null,null,null,null,null,null,null,null,null,null,null,null,null,null,null,62032.03645,62,"X",32,"LH",12,"32LH12",492,738,243,{"$f":"MIN(AP1363,360/'Roof Bay Analysis'!$I$51*AR1363)","v":364.5},27]
[62036.025800000003,62036.038699999997,62,"X",36,"LH",7,"36LH 7",258,387,146,{"$f":"MIN(I1367,360/'Roof Bay Analysis'!$I$51*K1367)","v":219},16,null,null,null,null,null,null,null,null,null,null,null,null,null,null,null,null,null,null,null,null,null,62036.0219,62,"X",36,"LH",7,"36LH 7",258,387,146,{"$f":"MIN(AP1367,360/'Roof Bay Analysis'!$I$51*AR1367)","v":219},16]
[62036.040099999998,62036.060149999998,62,"X",36,"LH",10,"36LH10",401,601.5,225,{"$f":"MIN(I1370,360/'Roof Bay Analysis'!$I$51*K1370)","v":337.5},21,null,null,null,null,null,null,null,null,null,null,null,null,null,null,null,null,null,null,null,null,null,62036.033750000002,62,"X",36,"LH",10,"36LH10",401,601.5,225,{"$f":"MIN(AP1370,360/'Roof Bay Analysis'!$I$51*AR1370)","v":337.5},21]
[62036.061500000003,62036.092250000002,62,"X",36,"LH",13,"36LH13",615,922.5,342,{"$f":"MIN(I1373,360/'Roof Bay Analysis'!$I$51*K1373)","v":513},30,null,null,null,null,null,null,null,null,null,null,null,null,null,null,null,null,null,null,null,null,null,62036.051299999999,62,"X",36,"LH",13,"36LH13",615,922.5,342,{"$f":"MIN(AP1373,360/'Roof Bay Analysis'!$I$51*AR1373)","v":513},30]
[62036.068299999999,62036.102449999998,62,"X",36,"LH",14,"36LH14",683,1024.5,373,{"$f":"MIN(I1374,360/'Roof Bay Analysis'!$I$51*K1374)","v":559.5},36,null,null,null,null,null,null,null,null,null,null,null,null,null,null,null,null,null,null,null,null,null,62036.055950000002,62,"X",36,"LH",14,"36LH14",683,1024.5,373,{"$f":"MIN(AP1374,360/'Roof Bay Analysis'!$I$51*AR1374)","v":559.5},36]
[62040.051729729727,62040.077594594593,62,"X",40,"LH",12,"40LH12",517.29729729729729,775.94594594594594,323.17209642074505,{"$f":"MIN(I1380,360/'Roof Bay Analysis'!$I$51*K1380)","v":484.7581446311176},25,null,null,null,null,null,null,null,null,null,null,null,null,null,null,null,null,null,null,null,null,null,62040.048475814467,62,"X",40,"LH",12,"40LH12",517.29729729729729,775.94594594594594,323.17209642074505,{"$f":"MIN(AP1380,360/'Roof Bay Analysis'!$I$51*AR1380)","v":484.7581446311176},25]
[62040.06972972973,62040.104594594595,62,"X",40,"LH",14,"40LH14",697.29729729729729,1045.9459459459458,434.29794010226442,{"$f":"MIN(I1382,360/'Roof Bay Analysis'!$I$51*K1382)","v":651.44691015339663},35,null,null,null,null,null,null,null,null,null,null,null,null,null,null,null,null,null,null,null,null,null,62040.065144691012,62,"X",40,"LH",14,"40LH14",697.29729729729729,1045.9459459459458,434.29794010226442,{"$f":"MIN(AP1382,360/'Roof Bay Analysis'!$I$51*AR1382)","v":651.44691015339663},35]
[62044.032432432432,62044.048648648648,62,"X",44,"LH",9,"44LH 9",324.32432432432432,486.48648648648646,225.47488677867057,{"$f":"MIN(I1385,360/'Roof Bay Analysis'!$I$51*K1385)","v":324.32432432432432},19,null,null,null,null,null,null,null,null,null,null,null,null,null,null,null,null,null,null,null,null,null,62044.032432432432,62,"X",44,"LH",9,"44LH 9",324.32432432432432,486.48648648648646,225.47488677867057,{"$f":"MIN(AP1385,360/'Roof Bay Analysis'!$I$51*AR1385)","v":324.32432432432432},19]
[62044.048000000003,62044.072,62,"X",44,"LH",12,"44LH12",480,720,331.0770489408327,{"$f":"MIN(I1388,360/'Roof Bay Analysis'!$I$51*K1388)","v":480},25,null,null,null,null,null,null,null,null,null,null,null,null,null,null,null,null,null,null,null,null,null,62044.048000000003,62,"X",44,"LH",12,"44LH12",480,720,331.0770489408327,{"$f":"MIN(AP1388,360/'Roof Bay Analysis'!$I$51*AR1388)","v":480},25]
[62044.08789189189,62044.131837837835,62,"X",44,"LH",16,"44LH16",878.91891891891896,1318.3783783783783,600.79067932797659,{"$f":"MIN(I1392,360/'Roof Bay Analysis'!$I$51*K1392)","v":878.91891891891896},42,null,null,null,null,null,null,null,null,null,null,null,null,null,null,null,null,null,null,null,null,null,62044.08789189189,62,"X",44,"LH",16,"44LH16",878.91891891891896,1318.3783783783783,600.79067932797659,{"$f":"MIN(AP1392,360/'Roof Bay Analysis'!$I$51*AR1392)","v":878.91891891891896},42]
[62044.09437837838,62044.141567567567,62,"X",44,"LH",17,"44LH17",943.78378378378375,1415.6756756756756,642.17531044558075,{"$f":"MIN(I1393,360/'Roof Bay Analysis'!$I$51*K1393)","v":943.78378378378375},47,null,null,null,null,null,null,null,null,null,null,null,null,null,null,null,null,null,null,null,null,null,62044.09437837838,62,"X",44,"LH",17,"44LH17",943.78378378378375,1415.6756756756756,642.17531044558075,{"$f":"MIN(AP1393,360/'Roof Bay Analysis'!$I$51*AR1393)","v":943.78378378378375},47]
[62048.072162162163,62048.108243243245,62,"X",48,"LH",15,"48LH15",721.62162162162167,1082.4324324324325,540.18115412710006,{"$f":"MIN(I1399,360/'Roof Bay Analysis'!$I$51*K1399)","v":721.62162162162167},36,null,null,null,null,null,null,null,null,null,null,null,null,null,null,null,null,null,null,null,null,null,62048.072162162163,62,"X",48,"LH",15,"48LH15",721.62162162162167,1082.4324324324325,540.18115412710006,{"$f":"MIN(AP1399,360/'Roof Bay Analysis'!$I$51*AR1399)","v":721.62162162162167},36]
[62048.083189189187,62048.124783783787,62,"X",48,"LH",16,"48LH16",831.89189189189187,1247.8378378378379,622.61139517896277,{"$f":"MIN(I1400,360/'Roof Bay Analysis'!$I$51*K1400)","v":831.89189189189187},42,null,null,null,null,null,null,null,null,null,null,null,null,null,null,null,null,null,null,null,null,null,62048.083189189187,62,"X",48,"LH",16,"48LH16",831.89189189189187,1247.8378378378379,622.61139517896277,{"$f":"MIN(AP1400,360/'Roof Bay Analysis'!$I$51*AR1400)","v":831.89189189189187},42]
[63032.024700000002,63032.037049999999,63,"X",32,"LH",7,"32LH 7",247,370.5,121,{"$f":"MIN(I1403,360/'Roof Bay Analysis'!$I$51*K1403)","v":181.5},16,null,null,null,null,null,null,null,null,null,null,null,null,null,null,null,null,null,null,null,null,null,63032.018150000004,63,"X",32,"LH",7,"32LH 7",247,370.5,121,{"$f":"MIN(AP1403,360/'Roof Bay Analysis'!$I$51*AR1403)","v":181.5},16]
[63032.040300000001,63032.060449999997,63,"X",32,"LH",11,"32LH11",403,604.5,196,{"$f":"MIN(I1407,360/'Roof Bay Analysis'!$I$51*K1407)","v":294},24,null,null,null,null,null,null,null,null,null,null,null,null,null,null,null,null,null,null,null,null,null,63032.029399999999,63,"X",32,"LH",11,"32LH11",403,604.5,196,{"$f":"MIN(AP1407,360/'Roof Bay Analysis'!$I$51*AR1407)","v":294},24]
[63032.058299999997,63032.087449999999,63,"X",32,"LH",14,"32LH14",583,874.5,276,{"$f":"MIN(I1410,360/'Roof Bay Analysis'!$I$51*K1410)","v":414},33,null,null,null,null,null,null,null,null,null,null,null,null,null,null,null,null,null,null,null,null,null,63032.041400000002,63,"X",32,"LH",14,"32LH14",583,874.5,276,{"$f":"MIN(AP1410,360/'Roof Bay Analysis'!$I$51*AR1410)","v":414},33]
[63036.035199999998,63036.052799999998,63,"X",36,"LH",9,"36LH 9",352,528,195,{"$f":"MIN(I1414,360/'Roof Bay Analysis'!$I$51*K1414)","v":292.5},21,null,null,null,null,null,null,null,null,null,null,null,null,null,null,null,null,null,null,null,null,null,63036.02925,63,"X",36,"LH",9,"36LH 9",352,528,195,{"$f":"MIN(AP1414,360/'Roof Bay Analysis'!$I$51*AR1414)","v":292.5},21]
[63036.059600000001,63036.089399999997,63,"X",36,"LH",13,"36LH13",596,894,327,{"$f":"MIN(I1418,360/'Roof Bay Analysis'!$I$51*K1418)","v":490.5},30,null,null,null,null,null,null,null,null,null,null,null,null,null,null,null,null,null,null,null,null,null,63036.049050000001,63,"X",36,"LH",13,"36LH13",596,894,327,{"$f":"MIN(AP1418,360/'Roof Bay Analysis'!$I$51*AR1418)","v":490.5},30]
[63040.026489361699,63040.039734042555,63,"X",40,"LH",8,"40LH 8",264.89361702127661,397.34042553191489,164.70546627433228,{"$f":"MIN(I1421,360/'Roof Bay Analysis'!$I$51*K1421)","v":247.05819941149844},16,null,null,null,null,null,null,null,null,null,null,null,null,null,null,null,null,null,null,null,null,null,63040.024705819938,63,"X",40,"LH",8,"40LH 8",264.89361702127661,397.34042553191489,164.70546627433228,{"$f":"MIN(AP1421,360/'Roof Bay Analysis'!$I$51*AR1421)","v":247.05819941149844},16]
[63040.034787234043,63040.05218085106,63,"X",40,"LH",9,"40LH 9",347.87234042553189,521.80851063829778,215.21514259846083,{"$f":"MIN(I1422,360/'Roof Bay Analysis'!$I$51*K1422)","v":322.82271389769124},21,null,null,null,null,null,null,null,null,null,null,null,null,null,null,null,null,null,null,null,null,null,63040.032282271393,63,"X",40,"LH",9,"40LH 9",347.87234042553189,521.80851063829778,215.21514259846083,{"$f":"MIN(AP1422,360/'Roof Bay Analysis'!$I$51*AR1422)","v":322.82271389769124},21]
[63040.068617021279,63040.102925531915,63,"X",40,"LH",14,"40LH14",686.17021276595744,1029.2553191489362,420.54795722046174,{"$f":"MIN(I1427,360/'Roof Bay Analysis'!$I$51*K1427)","v":630.82193583069261},35,null,null,null,null,null,null,null,null,null,null,null,null,null,null,null,null,null,null,null,null,null,63040.063082193585,63,"X",40,"LH",14,"40LH14",686.17021276595744,1029.2553191489362,420.54795722046174,{"$f":"MIN(AP1427,360/'Roof Bay Analysis'!$I$51*AR1427)","v":630.82193583069261},35]
[63040.084574468085,63040.126861702127,63,"X",40,"LH",16,"40LH16",845.74468085106378,1268.6170212765956,514.97909121774558,{"$f":"MIN(I1429,360/'Roof Bay Analysis'!$I$51*K1429)","v":772.46863682661842},42,null,null,null,null,null,null,null,null,null,null,null,null,null,null,null,null,null,null,null,null,null,63040.077246863686,63,"X",40,"LH",16,"40LH16",845.74468085106378,1268.6170212765956,514.97909121774558,{"$f":"MIN(AP1429,360/'Roof Bay Analysis'!$I$51*AR1429)","v":772.46863682661842},42]
[63044.047234042555,63044.070851063829,63,"X",44,"LH",12,"44LH12",472.34042553191489,708.51063829787233,320.59506564056136,{"$f":"MIN(I1433,360/'Roof Bay Analysis'!$I$51*K1433)","v":472.34042553191489},25,null,null,null,null,null,null,null,null,null,null,null,null,null,null,null,null,null,null,null,null,null,63044.047234042555,63,"X",44,"LH",12,"44LH12",472.34042553191489,708.51063829787233,320.59506564056136,{"$f":"MIN(AP1433,360/'Roof Bay Analysis'!$I$51*AR1433)","v":472.34042553191489},25]
[63044.074999999997,63044.112500000003,63,"X",44,"LH",15,"44LH15",750,1125,505.76635355364419,{"$f":"MIN(I1436,360/'Roof Bay Analysis'!$I$51*K1436)","v":750},36,null,null,null,null,null,null,null,null,null,null,null,null,null,null,null,null,null,null,null,null,null,63044.074999999997,63,"X",44,"LH",15,"44LH15",750,1125,505.76635355364419,{"$f":"MIN(AP1436,360/'Roof Bay Analysis'!$I$51*AR1436)","v":750},36]
[63048.031914893618,63048.047872340423,63,"X",48,"LH",10,"48LH10",319.14893617021278,478.72340425531917,239.46143617021278,{"$f":"MIN(I1439,360/'Roof Bay Analysis'!$I$51*K1439)","v":319.14893617021278},21,null,null,null,null,null,null,null,null,null,null,null,null,null,null,null,null,null,null,null,null,null,63048.031914893618,63,"X",48,"LH",10,"48LH10",319.14893617021278,478.72340425531917,239.46143617021278,{"$f":"MIN(AP1439,360/'Roof Bay Analysis'!$I$51*AR1439)","v":319.14893617021278},21]
[63048.071010638298,63048.10651595745,63,"X",48,"LH",15,"48LH15",710.10638297872345,1065.1595744680851,523.07888184698959,{"$f":"MIN(I1444,360/'Roof Bay Analysis'!$I$51*K1444)","v":710.10638297872345},36,null,null,null,null,null,null,null,null,null,null,null,null,null,null,null,null,null,null,null,null,null,63048.071010638298,63,"X",48,"LH",15,"48LH15",710.10638297872345,1065.1595744680851,523.07888184698959,{"$f":"MIN(AP1444,360/'Roof Bay Analysis'!$I$51*AR1444)","v":710.10638297872345},36]
[64032.021399999998,64032.032099999997,64,"X",32,"LH",6,"32LH 6",214,321,104,{"$f":"MIN(I1447,360/'Roof Bay Analysis'!$I$51*K1447)","v":156},14,null,null,null,null,null,null,null,null,null,null,null,null,null,null,null,null,null,null,null,null,null,64032.015599999999,64,"X",32,"LH",6,"32LH 6",214,321,104,{"$f":"MIN(AP1447,360/'Roof Bay Analysis'!$I$51*AR1447)","v":156},14]
[64032.023999999998,64032.036,64,"X",32,"LH",7,"32LH 7",240,360,116,{"$f":"MIN(I1448,360/'Roof Bay Analysis'!$I$51*K1448)","v":174},16,null,null,null,null,null,null,null,null,null,null,null,null,null,null,null,null,null,null,null,null,null,64032.017399999997,64,"X",32,"LH",7,"32LH 7",240,360,116,{"$f":"MIN(AP1448,360/'Roof Bay Analysis'!$I$51*AR1448)","v":174},16]
[64032.035300000003,64032.052949999998,64,"X",32,"LH",10,"32LH10",353,529.5,169,{"$f":"MIN(I1451,360/'Roof Bay Analysis'!$I$51*K1451)","v":253.5},21,null,null,null,null,null,null,null,null,null,null,null,null,null,null,null,null,null,null,null,null,null,64032.025350000004,64,"X",32,"LH",10,"32LH10",353,529.5,169,{"$f":"MIN(AP1451,360/'Roof Bay Analysis'!$I$51*AR1451)","v":253.5},21]
[64032.0527,64032.07905,64,"X",32,"LH",13,"32LH13",527,790.5,249,{"$f":"MIN(I1454,360/'Roof Bay Analysis'!$I$51*K1454)","v":373.5},30,null,null,null,null,null,null,null,null,null,null,null,null,null,null,null,null,null,null,null,null,null,64032.037349999999,64,"X",32,"LH",13,"32LH13",527,790.5,249,{"$f":"MIN(AP1454,360/'Roof Bay Analysis'!$I$51*AR1454)","v":373.5},30]
[64036.024400000002,64036.036599999999,64,"X",36,"LH",7,"36LH 7",244,366,134,{"$f":"MIN(I1457,360/'Roof Bay Analysis'!$I$51*K1457)","v":201},16,null,null,null,null,null,null,null,null,null,null,null,null,null,null,null,null,null,null,null,null,null,64036.020100000002,64,"X",36,"LH",7,"36LH 7",244,366,134,{"$f":"MIN(AP1457,360/'Roof Bay Analysis'!$I$51*AR1457)","v":201},16]
[64036.049299999999,64036.073949999998,64,"X",36,"LH",12,"36LH12",493,739.5,267,{"$f":"MIN(I1462,360/'Roof Bay Analysis'!$I$51*K1462)","v":400.5},25,null,null,null,null,null,null,null,null,null,null,null,null,null,null,null,null,null,null,null,null,null,64036.040050000003,64,"X",36,"LH",12,"36LH12",493,739.5,267,{"$f":"MIN(AP1462,360/'Roof Bay Analysis'!$I$51*AR1462)","v":400.5},25]
[64036.069799999997,64036.104700000004,64,"X",36,"LH",15,"36LH15",698,1047,375,{"$f":"MIN(I1465,360/'Roof Bay Analysis'!$I$51*K1465)","v":562.5},36,null,null,null,null,null,null,null,null,null,null,null,null,null,null,null,null,null,null,null,null,null,64036.056250000001,64,"X",36,"LH",15,"36LH15",698,1047,375,{"$f":"MIN(AP1465,360/'Roof Bay Analysis'!$I$51*AR1465)","v":562.5},36]
[64040.041151832462,64040.061727748689,64,"X",40,"LH",11,"40LH11",411.51832460732982,617.27748691099475,248.93248540336066,{"$f":"MIN(I1469,360/'Roof Bay Analysis'!$I$51*K1469)","v":373.39872810504096},22,null,null,null,null,null,null,null,null,null,null,null,null,null,null,null,null,null,null,null,null,null,64040.037339872812,64,"X",40,"LH",11,"40LH11",411.51832460732982,617.27748691099475,248.93248540336066,{"$f":"MIN(AP1469,360/'Roof Bay Analysis'!$I$51*AR1469)","v":373.39872810504096},22]
[64040.067539267016,64040.101308900521,64,"X",40,"LH",14,"40LH14",675.3926701570681,1013.0890052356021,407.44077739097065,{"$f":"MIN(I1472,360/'Roof Bay Analysis'!$I$51*K1472)","v":611.16116608645598},35,null,null,null,null,null,null,null,null,null,null,null,null,null,null,null,null,null,null,null,null,null,64040.061116116609,64,"X",40,"LH",14,"40LH14",675.3926701570681,1013.0890052356021,407.44077739097065,{"$f":"MIN(AP1472,360/'Roof Bay Analysis'!$I$51*AR1472)","v":611.16116608645598},35]
[64040.0832460733,64040.124869109946,64,"X",40,"LH",16,"40LH16",832.46073298429314,1248.6910994764398,498.92878484690658,{"$f":"MIN(I1474,360/'Roof Bay Analysis'!$I$51*K1474)","v":748.39317727035984},42,null,null,null,null,null,null,null,null,null,null,null,null,null,null,null,null,null,null,null,null,null,64040.074839317727,64,"X",40,"LH",16,"40LH16",832.46073298429314,1248.6910994764398,498.92878484690658,{"$f":"MIN(AP1474,360/'Roof Bay Analysis'!$I$51*AR1474)","v":748.39317727035984},42]
[64044.037539267018,64044.056308900523,64,"X",{"$f":"VALUE(LEFT(H1477,2))","v":44},{"$f":"MID(H1477,3,LEN(H1477)-4)","v":"LH"},{"$f":"VALUE(RIGHT(H1477,2))","v":11},"44LH11",375.39267015706804,563.08900523560203,251.6956223787725,{"$f":"MIN(I1477,360/'Roof Bay Analysis'!$I$51*K1477)","v":375.39267015706804},22,null,null,null,null,null,null,null,null,null,null,null,null,null,null,null,null,null,null,null,null,null,64044.037539267018,64,"X",{"$f":"VALUE(LEFT(AO1477,2))","v":44},{"$f":"MID(AO1477,3,LEN(AO1477)-4)","v":"LH"},{"$f":"VALUE(RIGHT(AO1477,2))","v":11},"44LH11",375.39267015706804,563.08900523560203,251.6956223787725,{"$f":"MIN(AP1477,360/'Roof Bay Analysis'!$I$51*AR1477)","v":375.39267015706804},22]
[64044.06345549738,64044.095183246071,64,"X",44,"LH",14,"44LH14",634.55497382198951,951.83246073298426,421.72404813464544,{"$f":"MIN(I1480,360/'Roof Bay Analysis'!$I$51*K1480)","v":632.58607220196814},31,null,null,null,null,null,null,null,null,null,null,null,null,null,null,null,null,null,null,null,null,null,64044.063258607217,64,"X",44,"LH",14,"44LH14",634.55497382198951,951.83246073298426,421.72404813464544,{"$f":"MIN(AP1480,360/'Roof Bay Analysis'!$I$51*AR1480)","v":632.58607220196814},31]
[64048.031413612567,64048.047120418851,64,"X",48,"LH",10,"48LH10",314.13612565445027,471.20418848167537,231.99816342753763,{"$f":"MIN(I1484,360/'Roof Bay Analysis'!$I$51*K1484)","v":314.13612565445027},21,null,null,null,null,null,null,null,null,null,null,null,null,null,null,null,null,null,null,null,null,null,64048.031413612567,64,"X",48,"LH",10,"48LH10",314.13612565445027,471.20418848167537,231.99816342753763,{"$f":"MIN(AP1484,360/'Roof Bay Analysis'!$I$51*AR1484)","v":314.13612565445027},21]
[64048.05151832461,64048.077277486911,64,"X",48,"LH",13,"48LH13",515.18324607329839,772.77486910994753,375.14596639346507,{"$f":"MIN(I1487,360/'Roof Bay Analysis'!$I$51*K1487)","v":515.18324607329839},29,null,null,null,null,null,null,null,null,null,null,null,null,null,null,null,null,null,null,null,null,null,64048.05151832461,64,"X",48,"LH",13,"48LH13",515.18324607329839,772.77486910994753,375.14596639346507,{"$f":"MIN(AP1487,360/'Roof Bay Analysis'!$I$51*AR1487)","v":515.18324607329839},29]
[64048.090471204188,64048.135706806286,64,"X",48,"LH",17,"48LH17",904.7120418848167,1357.068062827225,653.21468709739315,{"$f":"MIN(I1491,360/'Roof Bay Analysis'!$I$51*K1491)","v":904.7120418848167},47,null,null,null,null,null,null,null,null,null,null,null,null,null,null,null,null,null,null,null,null,null,64048.090471204188,64,"X",48,"LH",17,"48LH17",904.7120418848167,1357.068062827225,653.21468709739315,{"$f":"MIN(AP1491,360/'Roof Bay Analysis'!$I$51*AR1491)","v":904.7120418848167},47]
[65032.031499999997,65032.047250000003,65,"X",32,"LH",9,"32LH 9",315,472.5,149,{"$f":"MIN(I1495,360/'Roof Bay Analysis'!$I$51*K1495)","v":223.5},21,null,null,null,null,null,null,null,null,null,null,null,null,null,null,null,null,null,null,null,null,null,65032.022349999999,65,"X",32,"LH",9,"32LH 9",315,472.5,149,{"$f":"MIN(AP1495,360/'Roof Bay Analysis'!$I$51*AR1495)","v":223.5},21]
[65032.044900000001,65032.067349999998,65,"X",32,"LH",12,"32LH12",449,673.5,211,{"$f":"MIN(I1498,360/'Roof Bay Analysis'!$I$51*K1498)","v":316.5},27,null,null,null,null,null,null,null,null,null,null,null,null,null,null,null,null,null,null,null,null,null,65032.031649999997,65,"X",32,"LH",12,"32LH12",449,673.5,211,{"$f":"MIN(AP1498,360/'Roof Bay Analysis'!$I$51*AR1498)","v":316.5},27]
[65032.051099999997,65032.076650000003,65,"X",32,"LH",13,"32LH13",511,766.5,238,{"$f":"MIN(I1499,360/'Roof Bay Analysis'!$I$51*K1499)","v":357},30,null,null,null,null,null,null,null,null,null,null,null,null,null,null,null,null,null,null,null,null,null,65032.0357,65,"X",32,"LH",13,"32LH13",511,766.5,238,{"$f":"MIN(AP1499,360/'Roof Bay Analysis'!$I$51*AR1499)","v":357},30]
[65036.023699999998,65036.035550000001,65,"X",36,"LH",7,"36LH 7",237,355.5,128,{"$f":"MIN(I1502,360/'Roof Bay Analysis'!$I$51*K1502)","v":192},16,null,null,null,null,null,null,null,null,null,null,null,null,null,null,null,null,null,null,null,null,null,65036.019200000002,65,"X",36,"LH",7,"36LH 7",237,355.5,128,{"$f":"MIN(AP1502,360/'Roof Bay Analysis'!$I$51*AR1502)","v":192},16]
[65036.056199999999,65036.084300000002,65,"X",36,"LH",13,"36LH13",562,843,298,{"$f":"MIN(I1508,360/'Roof Bay Analysis'!$I$51*K1508)","v":447},30,null,null,null,null,null,null,null,null,null,null,null,null,null,null,null,null,null,null,null,null,null,65036.044699999999,65,"X",36,"LH",13,"36LH13",562,843,298,{"$f":"MIN(AP1508,360/'Roof Bay Analysis'!$I$51*AR1508)","v":447},30]
[65036.0677,65036.101549999999,65,"X",36,"LH",15,"36LH15",677,1015.5,358,{"$f":"MIN(I1510,360/'Roof Bay Analysis'!$I$51*K1510)","v":537},36,null,null,null,null,null,null,null,null,null,null,null,null,null,null,null,null,null,null,null,null,null,65036.053699999997,65,"X",36,"LH",15,"36LH15",677,1015.5,358,{"$f":"MIN(AP1510,360/'Roof Bay Analysis'!$I$51*AR1510)","v":537},36]
[65040.037113402061,65040.055670103095,65,"X",40,"LH",10,"40LH10",371.13402061855669,556.70103092783506,222.73206504410672,{"$f":"MIN(I1513,360/'Roof Bay Analysis'!$I$51*K1513)","v":334.09809756616005},21,null,null,null,null,null,null,null,null,null,null,null,null,null,null,null,null,null,null,null,null,null,65040.033409809759,65,"X",40,"LH",10,"40LH10",371.13402061855669,556.70103092783506,222.73206504410672,{"$f":"MIN(AP1513,360/'Roof Bay Analysis'!$I$51*AR1513)","v":334.09809756616005},21]
[65040.066494845363,65040.099742268045,65,"X",40,"LH",14,"40LH14",664.94845360824741,997.42268041237116,394.93694866617068,{"$f":"MIN(I1517,360/'Roof Bay Analysis'!$I$51*K1517)","v":592.40542299925596},35,null,null,null,null,null,null,null,null,null,null,null,null,null,null,null,null,null,null,null,null,null,65040.059240542301,65,"X",40,"LH",14,"40LH14",664.94845360824741,997.42268041237116,394.93694866617068,{"$f":"MIN(AP1517,360/'Roof Bay Analysis'!$I$51*AR1517)","v":592.40542299925596},35]
[65044.030927835054,65044.046391752578,65,"X",44,"LH",9,"44LH 9",309.2783505154639,463.91752577319585,205.0398023169306,{"$f":"MIN(I1520,360/'Roof Bay Analysis'!$I$51*K1520)","v":307.55970347539591},19,null,null,null,null,null,null,null,null,null,null,null,null,null,null,null,null,null,null,null,null,null,65044.030755970351,65,"X",44,"LH",9,"44LH 9",309.2783505154639,463.91752577319585,205.0398023169306,{"$f":"MIN(AP1520,360/'Roof Bay Analysis'!$I$51*AR1520)","v":307.55970347539591},19]
[65044.03417525773,65044.051262886598,65,"X",44,"LH",10,"44LH10",341.7525773195876,512.62886597938143,225.8033266021894,{"$f":"MIN(I1521,360/'Roof Bay Analysis'!$I$51*K1521)","v":338.70498990328412},21,null,null,null,null,null,null,null,null,null,null,null,null,null,null,null,null,null,null,null,null,null,65044.033870498992,65,"X",44,"LH",10,"44LH10",341.7525773195876,512.62886597938143,225.8033266021894,{"$f":"MIN(AP1521,360/'Roof Bay Analysis'!$I$51*AR1521)","v":338.70498990328412},21]
[65044.062474226805,65044.093711340203,65,"X",44,"LH",14,"44LH14",624.74226804123714,937.11340206185571,408.7818843660325,{"$f":"MIN(I1525,360/'Roof Bay Analysis'!$I$51*K1525)","v":613.17282654904875},31,null,null,null,null,null,null,null,null,null,null,null,null,null,null,null,null,null,null,null,null,null,65044.061317282656,65,"X",44,"LH",14,"44LH14",624.74226804123714,937.11340206185571,408.7818843660325,{"$f":"MIN(AP1525,360/'Roof Bay Analysis'!$I$51*AR1525)","v":613.17282654904875},31]
[65044.09,65044.135000000002,65,"X",44,"LH",17,"44LH17",900,1350,583.9741205229036,{"$f":"MIN(I1528,360/'Roof Bay Analysis'!$I$51*K1528)","v":875.96118078435541},47,null,null,null,null,null,null,null,null,null,null,null,null,null,null,null,null,null,null,null,null,null,65044.087596118079,65,"X",44,"LH",17,"44LH17",900,1350,583.9741205229036,{"$f":"MIN(AP1528,360/'Roof Bay Analysis'!$I$51*AR1528)","v":875.96118078435541},47]
[65048.042371134019,65048.063556701032,65,"X",48,"LH",12,"48LH12",423.71134020618558,635.56701030927843,304.62256881709004,{"$f":"MIN(I1531,360/'Roof Bay Analysis'!$I$51*K1531)","v":423.71134020618558},25,null,null,null,null,null,null,null,null,null,null,null,null,null,null,null,null,null,null,null,null,null,65048.042371134019,65,"X",48,"LH",12,"48LH12",423.71134020618558,635.56701030927843,304.62256881709004,{"$f":"MIN(AP1531,360/'Roof Bay Analysis'!$I$51*AR1531)","v":423.71134020618558},25]
[65048.079329896907,65048.118994845361,65,"X",48,"LH",16,"48LH16",793.29896907216494,1189.9484536082473,566.18330853438192,{"$f":"MIN(I1535,360/'Roof Bay Analysis'!$I$51*K1535)","v":793.29896907216494},42,null,null,null,null,null,null,null,null,null,null,null,null,null,null,null,null,null,null,null,null,null,65048.079329896907,65,"X",48,"LH",16,"48LH16",793.29896907216494,1189.9484536082473,566.18330853438192,{"$f":"MIN(AP1535,360/'Roof Bay Analysis'!$I$51*AR1535)","v":793.29896907216494},42]
[66036.025299999994,66036.037949999998,66,"X",36,"LH",8,"36LH 8",253,379.5,134,{"$f":"MIN(I1538,360/'Roof Bay Analysis'!$I$51*K1538)","v":201},18,null,null,null,null,null,null,null,null,null,null,null,null,null,null,null,null,null,null,null,null,null,66036.020099999994,66,"X",36,"LH",8,"36LH 8",253,379.5,134,{"$f":"MIN(AP1538,360/'Roof Bay Analysis'!$I$51*AR1538)","v":201},18]
[66036.054600000003,66036.081900000005,66,"X",36,"LH",13,"36LH13",546,819,285,{"$f":"MIN(I1543,360/'Roof Bay Analysis'!$I$51*K1543)","v":427.5},30,null,null,null,null,null,null,null,null,null,null,null,null,null,null,null,null,null,null,null,null,null,66036.042749999993,66,"X",36,"LH",13,"36LH13",546,819,285,{"$f":"MIN(AP1543,360/'Roof Bay Analysis'!$I$51*AR1543)","v":427.5},30]
[66040.025399999999,66040.038100000005,66,"X",40,"LH",8,"40LH 8",254,381,150,{"$f":"MIN(I1546,360/'Roof Bay Analysis'!$I$51*K1546)","v":225},16,null,null,null,null,null,null,null,null,null,null,null,null,null,null,null,null,null,null,null,null,null,66040.022500000006,66,"X",40,"LH",8,"40LH 8",254,381,150,{"$f":"MIN(AP1546,360/'Roof Bay Analysis'!$I$51*AR1546)","v":225},16]
[66040.039900000003,66040.059850000005,66,"X",40,"LH",11,"40LH11",399,598.5,234,{"$f":"MIN(I1549,360/'Roof Bay Analysis'!$I$51*K1549)","v":351},22,null,null,null,null,null,null,null,null,null,null,null,null,null,null,null,null,null,null,null,null,null,66040.035099999994,66,"X",40,"LH",11,"40LH11",399,598.5,234,{"$f":"MIN(AP1549,360/'Roof Bay Analysis'!$I$51*AR1549)","v":351},22]
[66040.048599999995,66040.072899999999,66,"X",40,"LH",12,"40LH12",486,729,285,{"$f":"MIN(I1550,360/'Roof Bay Analysis'!$I$51*K1550)","v":427.5},25,null,null,null,null,null,null,null,null,null,null,null,null,null,null,null,null,null,null,null,null,null,66040.042749999993,66,"X",40,"LH",12,"40LH12",486,729,285,{"$f":"MIN(AP1550,360/'Roof Bay Analysis'!$I$51*AR1550)","v":427.5},25]
[66044.030456852794,66044.045685279183,66,"X",44,"LH",9,"44LH 9",304.56852791878174,456.85279187817264,198.84248499059495,{"$f":"MIN(I1555,360/'Roof Bay Analysis'!$I$51*K1555)","v":298.26372748589245},19,null,null,null,null,null,null,null,null,null,null,null,null,null,null,null,null,null,null,null,null,null,66044.029826372745,66,"X",44,"LH",9,"44LH 9",304.56852791878174,456.85279187817264,198.84248499059495,{"$f":"MIN(AP1555,360/'Roof Bay Analysis'!$I$51*AR1555)","v":298.26372748589245},19]
[66044.045076142138,66044.0676142132,66,"X",44,"LH",12,"44LH12",450.76142131979697,676.14213197969548,291.97124378365845,{"$f":"MIN(I1558,360/'Roof Bay Analysis'!$I$51*K1558)","v":437.95686567548768},25,null,null,null,null,null,null,null,null,null,null,null,null,null,null,null,null,null,null,null,null,null,66044.043795686564,66,"X",44,"LH",12,"44LH12",450.76142131979697,676.14213197969548,291.97124378365845,{"$f":"MIN(AP1558,360/'Roof Bay Analysis'!$I$51*AR1558)","v":437.95686567548768},25]
[66044.071573604058,66044.107360406095,66,"X",44,"LH",15,"44LH15",715.73604060913704,1073.6040609137056,460.60980700353014,{"$f":"MIN(I1561,360/'Roof Bay Analysis'!$I$51*K1561)","v":690.91471050529526},36,null,null,null,null,null,null,null,null,null,null,null,null,null,null,null,null,null,null,null,null,null,66044.069091471058,66,"X",44,"LH",15,"44LH15",715.73604060913704,1073.6040609137056,460.60980700353014,{"$f":"MIN(AP1561,360/'Roof Bay Analysis'!$I$51*AR1561)","v":690.91471050529526},36]
[66048.030456852794,66048.045685279183,66,"X",48,"LH",10,"48LH10",304.56852791878174,456.85279187817264,218.08150171352005,{"$f":"MIN(I1564,360/'Roof Bay Analysis'!$I$51*K1564)","v":304.56852791878174},21,null,null,null,null,null,null,null,null,null,null,null,null,null,null,null,null,null,null,null,null,null,66048.030456852794,66,"X",48,"LH",10,"48LH10",304.56852791878174,456.85279187817264,218.08150171352005,{"$f":"MIN(AP1564,360/'Roof Bay Analysis'!$I$51*AR1564)","v":304.56852791878174},21]
[66048.058934010158,66048.088401015222,66,"X",48,"LH",14,"48LH14",589.34010152284259,884.01015228426388,416.05619830451701,{"$f":"MIN(I1568,360/'Roof Bay Analysis'!$I$51*K1568)","v":589.34010152284259},32,null,null,null,null,null,null,null,null,null,null,null,null,null,null,null,null,null,null,null,null,null,66048.058934010158,66,"X",48,"LH",14,"48LH14",589.34010152284259,884.01015228426388,416.05619830451701,{"$f":"MIN(AP1568,360/'Roof Bay Analysis'!$I$51*AR1568)","v":589.34010152284259},32]
[67036.022400000002,67036.033599999995,67,"X",36,"LH",7,"36LH 7",224,336,117,{"$f":"MIN(I1572,360/'Roof Bay Analysis'!$I$51*K1572)","v":175.5},16,null,null,null,null,null,null,null,null,null,null,null,null,null,null,null,null,null,null,null,null,null,67036.017550000004,67,"X",36,"LH",7,"36LH 7",224,336,117,{"$f":"MIN(AP1572,360/'Roof Bay Analysis'!$I$51*AR1572)","v":175.5},16]
[67036.034700000004,67036.052049999998,67,"X",36,"LH",10,"36LH10",347,520.5,180,{"$f":"MIN(I1575,360/'Roof Bay Analysis'!$I$51*K1575)","v":270},21,null,null,null,null,null,null,null,null,null,null,null,null,null,null,null,null,null,null,null,null,null,67036.027000000002,67,"X",36,"LH",10,"36LH10",347,520.5,180,{"$f":"MIN(AP1575,360/'Roof Bay Analysis'!$I$51*AR1575)","v":270},21]
[67036.037800000006,67036.056700000001,67,"X",36,"LH",11,"36LH11",378,567,196,{"$f":"MIN(I1576,360/'Roof Bay Analysis'!$I$51*K1576)","v":294},23,null,null,null,null,null,null,null,null,null,null,null,null,null,null,null,null,null,null,null,null,null,67036.029399999999,67,"X",36,"LH",11,"36LH11",378,567,196,{"$f":"MIN(AP1576,360/'Roof Bay Analysis'!$I$51*AR1576)","v":294},23]
[67036.058399999994,67036.087599999999,67,"X",36,"LH",14,"36LH14",584,876,295,{"$f":"MIN(I1579,360/'Roof Bay Analysis'!$I$51*K1579)","v":442.5},36,null,null,null,null,null,null,null,null,null,null,null,null,null,null,null,null,null,null,null,null,null,67036.044250000006,67,"X",36,"LH",14,"36LH14",584,876,295,{"$f":"MIN(AP1579,360/'Roof Bay Analysis'!$I$51*AR1579)","v":442.5},36]
[67040.035699999993,67040.053549999997,67,"X",40,"LH",10,"40LH10",357,535.5,207,{"$f":"MIN(I1583,360/'Roof Bay Analysis'!$I$51*K1583)","v":310.5},21,null,null,null,null,null,null,null,null,null,null,null,null,null,null,null,null,null,null,null,null,null,67040.031050000005,67,"X",40,"LH",10,"40LH10",357,535.5,207,{"$f":"MIN(AP1583,360/'Roof Bay Analysis'!$I$51*AR1583)","v":310.5},21]
[67040.047200000001,67040.070800000001,67,"X",40,"LH",12,"40LH12",472,708,273,{"$f":"MIN(I1585,360/'Roof Bay Analysis'!$I$51*K1585)","v":409.5},25,null,null,null,null,null,null,null,null,null,null,null,null,null,null,null,null,null,null,null,null,null,67040.040949999995,67,"X",40,"LH",12,"40LH12",472,708,273,{"$f":"MIN(AP1585,360/'Roof Bay Analysis'!$I$51*AR1585)","v":409.5},25]
[67044.03,67044.044999999998,67,"X",44,"LH",9,"44LH 9",300,450,192.92195000000001,{"$f":"MIN(I1590,360/'Roof Bay Analysis'!$I$51*K1590)","v":289.382925},19,null,null,null,null,null,null,null,null,null,null,null,null,null,null,null,null,null,null,null,null,null,67044.028938292497,67,"X",44,"LH",9,"44LH 9",300,450,192.92195000000001,{"$f":"MIN(AP1590,360/'Roof Bay Analysis'!$I$51*AR1590)","v":289.382925},19]
[67044.052649999998,67044.078974999997,67,"X",44,"LH",13,"44LH13",526.5,789.75,335.78187500000001,{"$f":"MIN(I1594,360/'Roof Bay Analysis'!$I$51*K1594)","v":503.67281250000002},30,null,null,null,null,null,null,null,null,null,null,null,null,null,null,null,null,null,null,null,null,null,67044.050367281248,67,"X",44,"LH",13,"44LH13",526.5,789.75,335.78187500000001,{"$f":"MIN(AP1594,360/'Roof Bay Analysis'!$I$51*AR1594)","v":503.67281250000002},30]
[67044.081300000005,67044.121950000001,67,"X",44,"LH",16,"44LH16",813,1219.5,514.05152499999997,{"$f":"MIN(I1597,360/'Roof Bay Analysis'!$I$51*K1597)","v":771.07728750000001},42,null,null,null,null,null,null,null,null,null,null,null,null,null,null,null,null,null,null,null,null,null,67044.07710772875,67,"X",44,"LH",16,"44LH16",813,1219.5,514.05152499999997,{"$f":"MIN(AP1597,360/'Roof Bay Analysis'!$I$51*AR1597)","v":771.07728750000001},42]
[67044.087299999999,67044.130950000006,67,"X",44,"LH",17,"44LH17",873,1309.5,549.46124999999995,{"$f":"MIN(I1598,360/'Roof Bay Analysis'!$I$51*K1598)","v":824.19187499999998},47,null,null,null,null,null,null,null,null,null,null,null,null,null,null,null,null,null,null,null,null,null,67044.0824191875,67,"X",44,"LH",17,"44LH17",873,1309.5,549.46124999999995,{"$f":"MIN(AP1598,360/'Roof Bay Analysis'!$I$51*AR1598)","v":824.19187499999998},47]
[67048.049199999994,67048.073799999998,67,"X",48,"LH",13,"48LH13",492,738,342.14249999999998,{"$f":"MIN(I1602,360/'Roof Bay Analysis'!$I$51*K1602)","v":492},29,null,null,null,null,null,null,null,null,null,null,null,null,null,null,null,null,null,null,null,null,null,67048.049199999994,67,"X",48,"LH",13,"48LH13",492,738,342.14249999999998,{"$f":"MIN(AP1602,360/'Roof Bay Analysis'!$I$51*AR1602)","v":492},29]
[67048.076950000002,67048.115424999996,67,"X",{"$f":"VALUE(LEFT(H1605,2))","v":48},{"$f":"MID(H1605,3,LEN(H1605)-4)","v":"LH"},{"$f":"VALUE(RIGHT(H1605,2))","v":16},"48LH16",769.5,1154.25,532.72187499999995,{"$f":"MIN(I1605,360/'Roof Bay Analysis'!$I$51*K1605)","v":769.5},42,null,null,null,null,null,null,null,null,null,null,null,null,null,null,null,null,null,null,null,null,null,67048.076950000002,67,"X",{"$f":"VALUE(LEFT(AO1605,2))","v":48},{"$f":"MID(AO1605,3,LEN(AO1605)-4)","v":"LH"},{"$f":"VALUE(RIGHT(AO1605,2))","v":16},"48LH16",769.5,1154.25,532.72187499999995,{"$f":"MIN(AP1605,360/'Roof Bay Analysis'!$I$51*AR1605)","v":769.5},42]
[68036.030599999998,68036.045899999997,68,"X",36,"LH",9,"36LH 9",306,459,157,{"$f":"MIN(I1609,360/'Roof Bay Analysis'!$I$51*K1609)","v":235.5},21,null,null,null,null,null,null,null,null,null,null,null,null,null,null,null,null,null,null,null,null,null,68036.023549999998,68,"X",36,"LH",9,"36LH 9",306,459,157,{"$f":"MIN(AP1609,360/'Roof Bay Analysis'!$I$51*AR1609)","v":235.5},21]
[68036.043699999995,68036.065549999999,68,"X",36,"LH",12,"36LH12",437,655.5,222,{"$f":"MIN(I1612,360/'Roof Bay Analysis'!$I$51*K1612)","v":333},25,null,null,null,null,null,null,null,null,null,null,null,null,null,null,null,null,null,null,null,null,null,68036.033299999996,68,"X",36,"LH",12,"36LH12",437,655.5,222,{"$f":"MIN(AP1612,360/'Roof Bay Analysis'!$I$51*AR1612)","v":333},25]
[68036.061799999996,68036.092699999994,68,"X",36,"LH",15,"36LH15",618,927,312,{"$f":"MIN(I1615,360/'Roof Bay Analysis'!$I$51*K1615)","v":468},36,null,null,null,null,null,null,null,null,null,null,null,null,null,null,null,null,null,null,null,null,null,68036.046799999996,68,"X",36,"LH",15,"36LH15",618,927,312,{"$f":"MIN(AP1615,360/'Roof Bay Analysis'!$I$51*AR1615)","v":468},36]
[68040.037800000006,68040.056700000001,68,"X",40,"LH",11,"40LH11",378,567,215,{"$f":"MIN(I1619,360/'Roof Bay Analysis'!$I$51*K1619)","v":322.5},22,null,null,null,null,null,null,null,null,null,null,null,null,null,null,null,null,null,null,null,null,null,68040.032250000004,68,"X",40,"LH",11,"40LH11",378,567,215,{"$f":"MIN(AP1619,360/'Roof Bay Analysis'!$I$51*AR1619)","v":322.5},22]
[68040.069099999993,68040.103650000005,68,"X",40,"LH",15,"40LH15",691,1036.5,390,{"$f":"MIN(I1623,360/'Roof Bay Analysis'!$I$51*K1623)","v":585},36,null,null,null,null,null,null,null,null,null,null,null,null,null,null,null,null,null,null,null,null,null,68040.058499999999,68,"X",40,"LH",15,"40LH15",691,1036.5,390,{"$f":"MIN(AP1623,360/'Roof Bay Analysis'!$I$51*AR1623)","v":585},36]
[68040.078399999999,68040.117599999998,68,"X",40,"LH",16,"40LH16",784,1176,441,{"$f":"MIN(I1624,360/'Roof Bay Analysis'!$I$51*K1624)","v":661.5},42,null,null,null,null,null,null,null,null,null,null,null,null,null,null,null,null,null,null,null,null,null,68040.066149999999,68,"X",40,"LH",16,"40LH16",784,1176,441,{"$f":"MIN(AP1624,360/'Roof Bay Analysis'!$I$51*AR1624)","v":661.5},42]
[68044.035320197043,68044.052980295572,68,"X",44,"LH",11,"44LH11",353.20197044334975,529.80295566502468,222.81802518867238,{"$f":"MIN(I1627,360/'Roof Bay Analysis'!$I$51*K1627)","v":334.22703778300854},22,null,null,null,null,null,null,null,null,null,null,null,null,null,null,null,null,null,null,null,null,null,68044.033422703782,68,"X",44,"LH",11,"44LH11",353.20197044334975,529.80295566502468,222.81802518867238,{"$f":"MIN(AP1627,360/'Roof Bay Analysis'!$I$51*AR1627)","v":334.22703778300854},22]
[68044.059704433501,68044.089556650244,68,"X",44,"LH",14,"44LH14",597.04433497536945,895.56650246305412,373.33871241719044,{"$f":"MIN(I1630,360/'Roof Bay Analysis'!$I$51*K1630)","v":560.00806862578565},31,null,null,null,null,null,null,null,null,null,null,null,null,null,null,null,null,null,null,null,null,null,68044.056000806857,68,"X",44,"LH",14,"44LH14",597.04433497536945,895.56650246305412,373.33871241719044,{"$f":"MIN(AP1630,360/'Roof Bay Analysis'!$I$51*AR1630)","v":560.00806862578565},31]
[68048.040492610831,68048.060738916261,68,"X",48,"LH",12,"48LH12",404.92610837438423,607.38916256157631,278.21046373365044,{"$f":"MIN(I1636,360/'Roof Bay Analysis'!$I$51*K1636)","v":404.92610837438423},25,null,null,null,null,null,null,null,null,null,null,null,null,null,null,null,null,null,null,null,null,null,68048.040492610831,68,"X",48,"LH",12,"48LH12",404.92610837438423,607.38916256157631,278.21046373365044,{"$f":"MIN(AP1636,360/'Roof Bay Analysis'!$I$51*AR1636)","v":404.92610837438423},25]
[68048.057192118227,68048.085788177341,68,"X",48,"LH",14,"48LH14",571.92118226600985,857.88177339901472,391.82520808561236,{"$f":"MIN(I1638,360/'Roof Bay Analysis'!$I$51*K1638)","v":571.92118226600985},32,null,null,null,null,null,null,null,null,null,null,null,null,null,null,null,null,null,null,null,null,null,68048.057192118227,68,"X",48,"LH",14,"48LH14",571.92118226600985,857.88177339901472,391.82520808561236,{"$f":"MIN(AP1638,360/'Roof Bay Analysis'!$I$51*AR1638)","v":571.92118226600985},32]
[68048.085123152705,68048.127684729057,68,"X",48,"LH",17,"48LH17",851.23152709359601,1276.847290640394,578.26991676575506,{"$f":"MIN(I1641,360/'Roof Bay Analysis'!$I$51*K1641)","v":851.23152709359601},47,null,null,null,null,null,null,null,null,null,null,null,null,null,null,null,null,null,null,null,null,null,68048.085123152705,68,"X",48,"LH",17,"48LH17",851.23152709359601,1276.847290640394,578.26991676575506,{"$f":"MIN(AP1641,360/'Roof Bay Analysis'!$I$51*AR1641)","v":851.23152709359601},47]
[69036.032800000001,69036.049199999994,69,"X",36,"LH",10,"36LH10",328,492,165,{"$f":"MIN(I1645,360/'Roof Bay Analysis'!$I$51*K1645)","v":247.5},21,null,null,null,null,null,null,null,null,null,null,null,null,null,null,null,null,null,null,null,null,null,69036.024749999997,69,"X",36,"LH",10,"36LH10",328,492,165,{"$f":"MIN(AP1645,360/'Roof Bay Analysis'!$I$51*AR1645)","v":247.5},21]
[69036.050199999998,69036.075299999997,69,"X",36,"LH",13,"36LH13",502,753,251,{"$f":"MIN(I1648,360/'Roof Bay Analysis'!$I$51*K1648)","v":376.5},30,null,null,null,null,null,null,null,null,null,null,null,null,null,null,null,null,null,null,null,null,null,69036.037649999998,69,"X",36,"LH",13,"36LH13",502,753,251,{"$f":"MIN(AP1648,360/'Roof Bay Analysis'!$I$51*AR1648)","v":376.5},30]
[69036.055099999998,69036.082649999997,69,"X",36,"LH",14,"36LH14",551,826.5,270,{"$f":"MIN(I1649,360/'Roof Bay Analysis'!$I$51*K1649)","v":405},36,null,null,null,null,null,null,null,null,null,null,null,null,null,null,null,null,null,null,null,null,null,69036.040500000003,69,"X",36,"LH",14,"36LH14",551,826.5,270,{"$f":"MIN(AP1649,360/'Roof Bay Analysis'!$I$51*AR1649)","v":405},36]
[69040.033800000005,69040.050700000007,69,"X",40,"LH",10,"40LH10",338,507,190,{"$f":"MIN(I1653,360/'Roof Bay Analysis'!$I$51*K1653)","v":285},21,null,null,null,null,null,null,null,null,null,null,null,null,null,null,null,null,null,null,null,null,null,69040.0285,69,"X",40,"LH",10,"40LH10",338,507,190,{"$f":"MIN(AP1653,360/'Roof Bay Analysis'!$I$51*AR1653)","v":285},21]
[69040.052800000005,69040.079199999993,69,"X",40,"LH",13,"40LH13",528,792,295,{"$f":"MIN(I1656,360/'Roof Bay Analysis'!$I$51*K1656)","v":442.5},30,null,null,null,null,null,null,null,null,null,null,null,null,null,null,null,null,null,null,null,null,null,69040.044250000006,69,"X",40,"LH",13,"40LH13",528,792,295,{"$f":"MIN(AP1656,360/'Roof Bay Analysis'!$I$51*AR1656)","v":442.5},30]
[69044.029126213587,69044.043689320388,69,"X",44,"LH",9,"44LH 9",291.26213592233012,436.89320388349518,181.8474408521067,{"$f":"MIN(I1660,360/'Roof Bay Analysis'!$I$51*K1660)","v":272.77116127816004},19,null,null,null,null,null,null,null,null,null,null,null,null,null,null,null,null,null,null,null,null,null,69044.027277116125,69,"X",44,"LH",9,"44LH 9",291.26213592233012,436.89320388349518,181.8474408521067,{"$f":"MIN(AP1660,360/'Roof Bay Analysis'!$I$51*AR1660)","v":272.77116127816004},19]
[69044.043106796118,69044.06466019417,69,"X",44,"LH",12,"44LH12",431.06796116504853,646.60194174757282,267.01649542840983,{"$f":"MIN(I1663,360/'Roof Bay Analysis'!$I$51*K1663)","v":400.52474314261474},25,null,null,null,null,null,null,null,null,null,null,null,null,null,null,null,null,null,null,null,null,null,69044.040052474316,69,"X",44,"LH",12,"44LH12",431.06796116504853,646.60194174757282,267.01649542840983,{"$f":"MIN(AP1663,360/'Roof Bay Analysis'!$I$51*AR1663)","v":400.52474314261474},25]
[69044.068446601945,69044.102669902917,69,"X",44,"LH",15,"44LH15",684.46601941747576,1026.6990291262136,421.24154020171551,{"$f":"MIN(I1666,360/'Roof Bay Analysis'!$I$51*K1666)","v":631.86231030257329},36,null,null,null,null,null,null,null,null,null,null,null,null,null,null,null,null,null,null,null,null,null,69044.063186231026,69,"X",44,"LH",15,"44LH15",684.46601941747576,1026.6990291262136,421.24154020171551,{"$f":"MIN(AP1666,360/'Roof Bay Analysis'!$I$51*AR1666)","v":631.86231030257329},36]
[69048.039902912627,69048.059854368927,69,"X",48,"LH",12,"48LH12",399.02912621359224,598.54368932038835,270.16625035347346,{"$f":"MIN(I1671,360/'Roof Bay Analysis'!$I$51*K1671)","v":399.02912621359224},25,null,null,null,null,null,null,null,null,null,null,null,null,null,null,null,null,null,null,null,null,null,69048.039902912627,69,"X",48,"LH",12,"48LH12",399.02912621359224,598.54368932038835,270.16625035347346,{"$f":"MIN(AP1671,360/'Roof Bay Analysis'!$I$51*AR1671)","v":399.02912621359224},25]
[69048.064805825241,69048.097208737861,69,"X",48,"LH",15,"48LH15",648.05825242718447,972.08737864077671,435.66075973230278,{"$f":"MIN(I1674,360/'Roof Bay Analysis'!$I$51*K1674)","v":648.05825242718447},36,null,null,null,null,null,null,null,null,null,null,null,null,null,null,null,null,null,null,null,null,null,69048.064805825241,69,"X",48,"LH",15,"48LH15",648.05825242718447,972.08737864077671,435.66075973230278,{"$f":"MIN(AP1674,360/'Roof Bay Analysis'!$I$51*AR1674)","v":648.05825242718447},36]
[69048.07470873787,69048.11206310679,69,"X",48,"LH",16,"48LH16",747.08737864077671,1120.6310679611652,502.14146008106326,{"$f":"MIN(I1675,360/'Roof Bay Analysis'!$I$51*K1675)","v":747.08737864077671},42,null,null,null,null,null,null,null,null,null,null,null,null,null,null,null,null,null,null,null,null,null,69048.07470873787,69,"X",48,"LH",16,"48LH16",747.08737864077671,1120.6310679611652,502.14146008106326,{"$f":"MIN(AP1675,360/'Roof Bay Analysis'!$I$51*AR1675)","v":747.08737864077671},42]
[70036.022700000001,70036.034050000002,70,"X",36,"LH",8,"36LH 8",227,340.5,113,{"$f":"MIN(I1678,360/'Roof Bay Analysis'!$I$51*K1678)","v":169.5},18,null,null,null,null,null,null,null,null,null,null,null,null,null,null,null,null,null,null,null,null,null,70036.016950000005,70,"X",36,"LH",8,"36LH 8",227,340.5,113,{"$f":"MIN(AP1678,360/'Roof Bay Analysis'!$I$51*AR1678)","v":169.5},18]
[70036.048800000004,70036.073199999999,70,"X",36,"LH",13,"36LH13",488,732,240,{"$f":"MIN(I1683,360/'Roof Bay Analysis'!$I$51*K1683)","v":360},30,null,null,null,null,null,null,null,null,null,null,null,null,null,null,null,null,null,null,null,null,null,70036.035999999993,70,"X",36,"LH",13,"36LH13",488,732,240,{"$f":"MIN(AP1683,360/'Roof Bay Analysis'!$I$51*AR1683)","v":360},30]
[70040.022800000006,70040.034199999995,70,"X",40,"LH",8,"40LH 8",228,342,127,{"$f":"MIN(I1686,360/'Roof Bay Analysis'!$I$51*K1686)","v":190.5},16,null,null,null,null,null,null,null,null,null,null,null,null,null,null,null,null,null,null,null,null,null,70040.019050000003,70,"X",40,"LH",8,"40LH 8",228,342,127,{"$f":"MIN(AP1686,360/'Roof Bay Analysis'!$I$51*AR1686)","v":190.5},16]
[70040.035799999998,70040.053700000004,70,"X",40,"LH",11,"40LH11",358,537,198,{"$f":"MIN(I1689,360/'Roof Bay Analysis'!$I$51*K1689)","v":297},22,null,null,null,null,null,null,null,null,null,null,null,null,null,null,null,null,null,null,null,null,null,70040.029699999999,70,"X",40,"LH",11,"40LH11",358,537,198,{"$f":"MIN(AP1689,360/'Roof Bay Analysis'!$I$51*AR1689)","v":297},22]
[70040.065199999997,70040.097800000003,70,"X",40,"LH",15,"40LH15",652,978,357,{"$f":"MIN(I1693,360/'Roof Bay Analysis'!$I$51*K1693)","v":535.5},36,null,null,null,null,null,null,null,null,null,null,null,null,null,null,null,null,null,null,null,null,null,70040.053549999997,70,"X",40,"LH",15,"40LH15",652,978,357,{"$f":"MIN(AP1693,360/'Roof Bay Analysis'!$I$51*AR1693)","v":535.5},36]
[70044.031722488042,70044.047583732056,70,"X",44,"LH",10,"44LH10",317.2248803827751,475.83732057416262,194.55447448547423,{"$f":"MIN(I1696,360/'Roof Bay Analysis'!$I$51*K1696)","v":291.83171172821136},21,null,null,null,null,null,null,null,null,null,null,null,null,null,null,null,null,null,null,null,null,null,70044.029183171166,70,"X",44,"LH",10,"44LH10",317.2248803827751,475.83732057416262,194.55447448547423,{"$f":"MIN(AP1696,360/'Roof Bay Analysis'!$I$51*AR1696)","v":291.83171172821136},21]
[70044.057990430621,70044.086985645932,70,"X",44,"LH",14,"44LH14",579.90430622009569,869.85645933014348,352.21068656853095,{"$f":"MIN(I1700,360/'Roof Bay Analysis'!$I$51*K1700)","v":528.31602985279642},31,null,null,null,null,null,null,null,null,null,null,null,null,null,null,null,null,null,null,null,null,null,70044.052831602981,70,"X",44,"LH",14,"44LH14",579.90430622009569,869.85645933014348,352.21068656853095,{"$f":"MIN(AP1700,360/'Roof Bay Analysis'!$I$51*AR1700)","v":528.31602985279642},31]
[70044.067464114836,70044.101196172254,70,"X",44,"LH",15,"44LH15",674.64114832535881,1011.9617224880383,409.23527391772166,{"$f":"MIN(I1701,360/'Roof Bay Analysis'!$I$51*K1701)","v":613.85291087658243},36,null,null,null,null,null,null,null,null,null,null,null,null,null,null,null,null,null,null,null,null,null,70044.06138529109,70,"X",44,"LH",15,"44LH15",674.64114832535881,1011.9617224880383,409.23527391772166,{"$f":"MIN(AP1701,360/'Roof Bay Analysis'!$I$51*AR1701)","v":613.85291087658243},36]
[70048.028708133977,70048.043062200959,70,"X",48,"LH",10,"48LH10",287.08133971291863,430.62200956937795,193.75758338865867,{"$f":"MIN(I1704,360/'Roof Bay Analysis'!$I$51*K1704)","v":287.08133971291863},21,null,null,null,null,null,null,null,null,null,null,null,null,null,null,null,null,null,null,null,null,null,70048.028708133977,70,"X",48,"LH",10,"48LH10",287.08133971291863,430.62200956937795,193.75758338865867,{"$f":"MIN(AP1704,360/'Roof Bay Analysis'!$I$51*AR1704)","v":287.08133971291863},21]
[70048.055550239238,70048.08332535885,70,"X",48,"LH",14,"48LH14",555.50239234449759,833.25358851674639,369.65099242233464,{"$f":"MIN(I1708,360/'Roof Bay Analysis'!$I$51*K1708)","v":554.47648863350196},32,null,null,null,null,null,null,null,null,null,null,null,null,null,null,null,null,null,null,null,null,null,70048.055447648861,70,"X",48,"LH",14,"48LH14",555.50239234449759,833.25358851674639,369.65099242233464,{"$f":"MIN(AP1708,360/'Roof Bay Analysis'!$I$51*AR1708)","v":554.47648863350196},32]
[70048.082679425832,70048.124019138762,70,"X",48,"LH",17,"48LH17",826.79425837320571,1240.1913875598086,545.54440145601063,{"$f":"MIN(I1711,360/'Roof Bay Analysis'!$I$51*K1711)","v":818.31660218401589},47,null,null,null,null,null,null,null,null,null,null,null,null,null,null,null,null,null,null,null,null,null,70048.081831660224,70,"X",48,"LH",17,"48LH17",826.79425837320571,1240.1913875598086,545.54440145601063,{"$f":"MIN(AP1711,360/'Roof Bay Analysis'!$I$51*AR1711)","v":818.31660218401589},47]
[71036.022100000002,71036.033150000003,71,"X",36,"LH",8,"36LH 8",221,331.5,109,{"$f":"MIN(I1713,360/'Roof Bay Analysis'!$I$51*K1713)","v":163.5},18,null,null,null,null,null,null,null,null,null,null,null,null,null,null,null,null,null,null,null,null,null,71036.016350000005,71,"X",36,"LH",8,"36LH 8",221,331.5,109,{"$f":"MIN(AP1713,360/'Roof Bay Analysis'!$I$51*AR1713)","v":163.5},18]
[71036.051999999996,71036.077999999994,71,"X",36,"LH",14,"36LH14",520,780,247,{"$f":"MIN(I1719,360/'Roof Bay Analysis'!$I$51*K1719)","v":370.5},36,null,null,null,null,null,null,null,null,null,null,null,null,null,null,null,null,null,null,null,null,null,71036.037049999999,71,"X",36,"LH",14,"36LH14",520,780,247,{"$f":"MIN(AP1719,360/'Roof Bay Analysis'!$I$51*AR1719)","v":370.5},36]
[71040.0291,71040.043650000007,71,"X",40,"LH",9,"40LH 9",291,436.5,160,{"$f":"MIN(I1722,360/'Roof Bay Analysis'!$I$51*K1722)","v":240},21,null,null,null,null,null,null,null,null,null,null,null,null,null,null,null,null,null,null,null,null,null,71040.024000000005,71,"X",40,"LH",9,"40LH 9",291,436.5,160,{"$f":"MIN(AP1722,360/'Roof Bay Analysis'!$I$51*AR1722)","v":240},21]
[71040.042400000006,71040.063599999994,71,"X",40,"LH",12,"40LH12",424,636,231,{"$f":"MIN(I1725,360/'Roof Bay Analysis'!$I$51*K1725)","v":346.5},25,null,null,null,null,null,null,null,null,null,null,null,null,null,null,null,null,null,null,null,null,null,71040.034650000001,71,"X",40,"LH",12,"40LH12",424,636,231,{"$f":"MIN(AP1725,360/'Roof Bay Analysis'!$I$51*AR1725)","v":346.5},25]
[71040.05,71040.074999999997,71,"X",40,"LH",13,"40LH13",500,750,271,{"$f":"MIN(I1726,360/'Roof Bay Analysis'!$I$51*K1726)","v":406.5},30,null,null,null,null,null,null,null,null,null,null,null,null,null,null,null,null,null,null,null,null,null,71040.040649999995,71,"X",40,"LH",13,"40LH13",500,750,271,{"$f":"MIN(AP1726,360/'Roof Bay Analysis'!$I$51*AR1726)","v":406.5},30]
[71044.028301886792,71044.042452830196,71,"X",44,"LH",9,"44LH 9",283.01886792452831,424.52830188679246,171.6998487006052,{"$f":"MIN(I1730,360/'Roof Bay Analysis'!$I$51*K1730)","v":257.54977305090779},19,null,null,null,null,null,null,null,null,null,null,null,null,null,null,null,null,null,null,null,null,null,71044.025754977309,71,"X",44,"LH",9,"44LH 9",283.01886792452831,424.52830188679246,171.6998487006052,{"$f":"MIN(AP1730,360/'Roof Bay Analysis'!$I$51*AR1730)","v":257.54977305090779},19]
[71044.049669811327,71044.074504716977,71,"X",44,"LH",13,"44LH13",496.69811320754718,745.04716981132083,298.8446733713065,{"$f":"MIN(I1734,360/'Roof Bay Analysis'!$I$51*K1734)","v":448.26701005695975},30,null,null,null,null,null,null,null,null,null,null,null,null,null,null,null,null,null,null,null,null,null,71044.044826701007,71,"X",44,"LH",13,"44LH13",496.69811320754718,745.04716981132083,298.8446733713065,{"$f":"MIN(AP1734,360/'Roof Bay Analysis'!$I$51*AR1734)","v":448.26701005695975},30]
[71044.076698113204,71044.115047169806,71,"X",44,"LH",16,"44LH16",766.98113207547169,1150.4716981132076,457.50402723389107,{"$f":"MIN(I1737,360/'Roof Bay Analysis'!$I$51*K1737)","v":686.2560408508366},42,null,null,null,null,null,null,null,null,null,null,null,null,null,null,null,null,null,null,null,null,null,71044.068625604079,71,"X",44,"LH",16,"44LH16",766.98113207547169,1150.4716981132076,457.50402723389107,{"$f":"MIN(AP1737,360/'Roof Bay Analysis'!$I$51*AR1737)","v":686.2560408508366},42]
[71048.030707547165,71048.046061320754,71,"X",48,"LH",11,"48LH11",307.07547169811323,460.61320754716985,203.00373798504805,{"$f":"MIN(I1740,360/'Roof Bay Analysis'!$I$51*K1740)","v":304.50560697757209},22,null,null,null,null,null,null,null,null,null,null,null,null,null,null,null,null,null,null,null,null,null,71048.030450560691,71,"X",48,"LH",11,"48LH11",307.07547169811323,460.61320754716985,203.00373798504805,{"$f":"MIN(AP1740,360/'Roof Bay Analysis'!$I$51*AR1740)","v":304.50560697757209},22]
[71048.06297169812,71048.094457547166,71,"X",48,"LH",15,"48LH15",629.71698113207549,944.57547169811323,411.34967960128159,{"$f":"MIN(I1744,360/'Roof Bay Analysis'!$I$51*K1744)","v":617.02451940192236},36,null,null,null,null,null,null,null,null,null,null,null,null,null,null,null,null,null,null,null,null,null,71048.061702451945,71,"X",48,"LH",15,"48LH15",629.71698113207549,944.57547169811323,411.34967960128159,{"$f":"MIN(AP1744,360/'Roof Bay Analysis'!$I$51*AR1744)","v":617.02451940192236},36]
[72036.0196,72036.029399999999,72,"X",36,"LH",7,"36LH 7",196,294,95,{"$f":"MIN(I1747,360/'Roof Bay Analysis'!$I$51*K1747)","v":142.5},16,null,null,null,null,null,null,null,null,null,null,null,null,null,null,null,null,null,null,null,null,null,72036.014249999993,72,"X",36,"LH",7,"36LH 7",196,294,95,{"$f":"MIN(AP1747,360/'Roof Bay Analysis'!$I$51*AR1747)","v":142.5},16]
[72036.032999999996,72036.049499999994,72,"X",36,"LH",11,"36LH11",330,495,159,{"$f":"MIN(I1751,360/'Roof Bay Analysis'!$I$51*K1751)","v":238.5},23,null,null,null,null,null,null,null,null,null,null,null,null,null,null,null,null,null,null,null,null,null,72036.023849999998,72,"X",36,"LH",11,"36LH11",330,495,159,{"$f":"MIN(AP1751,360/'Roof Bay Analysis'!$I$51*AR1751)","v":238.5},23]
[72036.0389,72036.058350000007,72,"X",36,"LH",12,"36LH12",389,583.5,187,{"$f":"MIN(I1752,360/'Roof Bay Analysis'!$I$51*K1752)","v":280.5},25,null,null,null,null,null,null,null,null,null,null,null,null,null,null,null,null,null,null,null,null,null,72036.028049999994,72,"X",36,"LH",12,"36LH12",389,583.5,187,{"$f":"MIN(AP1752,360/'Roof Bay Analysis'!$I$51*AR1752)","v":280.5},25]
[72036.055099999998,72036.082649999997,72,"X",36,"LH",15,"36LH15",551,826.5,263,{"$f":"MIN(I1755,360/'Roof Bay Analysis'!$I$51*K1755)","v":394.5},36,null,null,null,null,null,null,null,null,null,null,null,null,null,null,null,null,null,null,null,null,null,72036.039449999997,72,"X",36,"LH",15,"36LH15",551,826.5,263,{"$f":"MIN(AP1755,360/'Roof Bay Analysis'!$I$51*AR1755)","v":394.5},36]
[72040.034,72040.051000000007,72,"X",40,"LH",11,"40LH11",340,510,183,{"$f":"MIN(I1759,360/'Roof Bay Analysis'!$I$51*K1759)","v":274.5},22,null,null,null,null,null,null,null,null,null,null,null,null,null,null,null,null,null,null,null,null,null,72040.027449999994,72,"X",40,"LH",11,"40LH11",340,510,183,{"$f":"MIN(AP1759,360/'Roof Bay Analysis'!$I$51*AR1759)","v":274.5},22]
[72040.073000000004,72040.109500000006,72,"X",40,"LH",16,"40LH16",730,1095,387,{"$f":"MIN(I1764,360/'Roof Bay Analysis'!$I$51*K1764)","v":580.5},42,null,null,null,null,null,null,null,null,null,null,null,null,null,null,null,null,null,null,null,null,null,72040.058050000007,72,"X",40,"LH",16,"40LH16",730,1095,387,{"$f":"MIN(AP1764,360/'Roof Bay Analysis'!$I$51*AR1764)","v":580.5},42]
[72044.030837209299,72044.046255813955,72,"X",44,"LH",10,"44LH10",308.37209302325579,462.55813953488371,183.84713899405085,{"$f":"MIN(I1766,360/'Roof Bay Analysis'!$I$51*K1766)","v":275.77070849107628},21,null,null,null,null,null,null,null,null,null,null,null,null,null,null,null,null,null,null,null,null,null,72044.027577070854,72,"X",44,"LH",10,"44LH10",308.37209302325579,462.55813953488371,183.84713899405085,{"$f":"MIN(AP1766,360/'Roof Bay Analysis'!$I$51*AR1766)","v":275.77070849107628},21]
[72044.056372093022,72044.084558139541,72,"X",44,"LH",14,"44LH14",563.72093023255809,845.58139534883708,332.82671714440238,{"$f":"MIN(I1770,360/'Roof Bay Analysis'!$I$51*K1770)","v":499.24007571660354},31,null,null,null,null,null,null,null,null,null,null,null,null,null,null,null,null,null,null,null,null,null,72044.049924007573,72,"X",44,"LH",14,"44LH14",563.72093023255809,845.58139534883708,332.82671714440238,{"$f":"MIN(AP1770,360/'Roof Bay Analysis'!$I$51*AR1770)","v":499.24007571660354},31]
[72044.081209302327,72044.12181395349,72,"X",44,"LH",17,"44LH17",812.09302325581393,1218.1395348837209,475.46673877771769,{"$f":"MIN(I1773,360/'Roof Bay Analysis'!$I$51*K1773)","v":713.20010816657657},47,null,null,null,null,null,null,null,null,null,null,null,null,null,null,null,null,null,null,null,null,null,72044.071320010815,72,"X",44,"LH",17,"44LH17",812.09302325581393,1218.1395348837209,475.46673877771769,{"$f":"MIN(AP1773,360/'Roof Bay Analysis'!$I$51*AR1773)","v":713.20010816657657},47]
[72048.027906976742,72048.04186046512,72,"X",48,"LH",10,"48LH10",279.06976744186045,418.60465116279067,183.09410492157923,{"$f":"MIN(I1774,360/'Roof Bay Analysis'!$I$51*K1774)","v":274.64115738236887},21,null,null,null,null,null,null,null,null,null,null,null,null,null,null,null,null,null,null,null,null,null,72048.027464115745,72,"X",48,"LH",10,"48LH10",279.06976744186045,418.60465116279067,183.09410492157923,{"$f":"MIN(AP1774,360/'Roof Bay Analysis'!$I$51*AR1774)","v":274.64115738236887},21]
[72048.045767441858,72048.068651162786,72,"X",48,"LH",13,"48LH13",457.67441860465118,686.51162790697674,296.06706327744729,{"$f":"MIN(I1777,360/'Roof Bay Analysis'!$I$51*K1777)","v":444.10059491617096},29,null,null,null,null,null,null,null,null,null,null,null,null,null,null,null,null,null,null,null,null,null,72048.04441005949,72,"X",48,"LH",13,"48LH13",457.67441860465118,686.51162790697674,296.06706327744729,{"$f":"MIN(AP1777,360/'Roof Bay Analysis'!$I$51*AR1777)","v":444.10059491617096},29]
[72048.080372093027,72048.120558139533,72,"X",48,"LH",17,"48LH17",803.72093023255809,1205.5813953488371,515.52028123309901,{"$f":"MIN(I1781,360/'Roof Bay Analysis'!$I$51*K1781)","v":773.28042184964852},47,null,null,null,null,null,null,null,null,null,null,null,null,null,null,null,null,null,null,null,null,null,72048.077328042185,72,"X",48,"LH",17,"48LH17",803.72093023255809,1205.5813953488371,515.52028123309901,{"$f":"MIN(AP1781,360/'Roof Bay Analysis'!$I$51*AR1781)","v":773.28042184964852},47]
[73036.029500000004,73036.044250000006,73,"X",36,"LH",10,"36LH10",295,442.5,140,{"$f":"MIN(I1785,360/'Roof Bay Analysis'!$I$51*K1785)","v":210},21,null,null,null,null,null,null,null,null,null,null,null,null,null,null,null,null,null,null,null,null,null,73036.020999999993,73,"X",36,"LH",10,"36LH10",295,442.5,140,{"$f":"MIN(AP1785,360/'Roof Bay Analysis'!$I$51*AR1785)","v":210},21]
[73036.045100000003,73036.067649999997,73,"X",36,"LH",13,"36LH13",451,676.5,213,{"$f":"MIN(I1788,360/'Roof Bay Analysis'!$I$51*K1788)","v":319.5},30,null,null,null,null,null,null,null,null,null,null,null,null,null,null,null,null,null,null,null,null,null,73036.031950000004,73,"X",36,"LH",13,"36LH13",451,676.5,213,{"$f":"MIN(AP1788,360/'Roof Bay Analysis'!$I$51*AR1788)","v":319.5},30]
[73040.021099999998,73040.031650000004,73,"X",40,"LH",8,"40LH 8",211,316.5,112,{"$f":"MIN(I1791,360/'Roof Bay Analysis'!$I$51*K1791)","v":168},16,null,null,null,null,null,null,null,null,null,null,null,null,null,null,null,null,null,null,null,null,null,73040.016799999998,73,"X",40,"LH",8,"40LH 8",211,316.5,112,{"$f":"MIN(AP1791,360/'Roof Bay Analysis'!$I$51*AR1791)","v":168},16]
[73040.033200000005,73040.049799999993,73,"X",40,"LH",11,"40LH11",332,498,176,{"$f":"MIN(I1794,360/'Roof Bay Analysis'!$I$51*K1794)","v":264},22,null,null,null,null,null,null,null,null,null,null,null,null,null,null,null,null,null,null,null,null,null,73040.026400000002,73,"X",40,"LH",11,"40LH11",332,498,176,{"$f":"MIN(AP1794,360/'Roof Bay Analysis'!$I$51*AR1794)","v":264},22]
[73040.070999999996,73040.106499999994,73,"X",40,"LH",16,"40LH16",710,1065,371,{"$f":"MIN(I1799,360/'Roof Bay Analysis'!$I$51*K1799)","v":556.5},42,null,null,null,null,null,null,null,null,null,null,null,null,null,null,null,null,null,null,null,null,null,73040.055649999995,73,"X",40,"LH",16,"40LH16",710,1065,371,{"$f":"MIN(AP1799,360/'Roof Bay Analysis'!$I$51*AR1799)","v":556.5},42]
[73044.027522935779,73044.041284403676,73,"X",44,"LH",9,"44LH 9",275.22935779816515,412.8440366972477,162.37854557697165,{"$f":"MIN(I1800,360/'Roof Bay Analysis'!$I$51*K1800)","v":243.56781836545747},19,null,null,null,null,null,null,null,null,null,null,null,null,null,null,null,null,null,null,null,null,null,73044.02435678184,73,"X",44,"LH",9,"44LH 9",275.22935779816515,412.8440366972477,162.37854557697165,{"$f":"MIN(AP1800,360/'Roof Bay Analysis'!$I$51*AR1800)","v":243.56781836545747},19]
[73044.040733944959,73044.061100917432,73,"X",44,"LH",12,"44LH12",407.33944954128441,611.00917431192659,238.42925679656594,{"$f":"MIN(I1803,360/'Roof Bay Analysis'!$I$51*K1803)","v":357.64388519484891},25,null,null,null,null,null,null,null,null,null,null,null,null,null,null,null,null,null,null,null,null,null,73044.035764388522,73,"X",44,"LH",12,"44LH12",407.33944954128441,611.00917431192659,238.42925679656594,{"$f":"MIN(AP1803,360/'Roof Bay Analysis'!$I$51*AR1803)","v":357.64388519484891},25]
[73044.064678899085,73044.097018348621,73,"X",44,"LH",15,"44LH15",646.78899082568807,970.18348623853217,376.14270684285833,{"$f":"MIN(I1806,360/'Roof Bay Analysis'!$I$51*K1806)","v":564.21406026428747},36,null,null,null,null,null,null,null,null,null,null,null,null,null,null,null,null,null,null,null,null,null,73044.056421406029,73,"X",44,"LH",15,"44LH15",646.78899082568807,970.18348623853217,376.14270684285833,{"$f":"MIN(AP1806,360/'Roof Bay Analysis'!$I$51*AR1806)","v":564.21406026428747},36]
[73048.037706422023,73048.056559633027,73,"X",48,"LH",12,"48LH12",377.06422018348621,565.59633027522932,241.24179362006566,{"$f":"MIN(I1811,360/'Roof Bay Analysis'!$I$51*K1811)","v":361.8626904300985},25,null,null,null,null,null,null,null,null,null,null,null,null,null,null,null,null,null,null,null,null,null,73048.036186269048,73,"X",48,"LH",12,"48LH12",377.06422018348621,565.59633027522932,241.24179362006566,{"$f":"MIN(AP1811,360/'Roof Bay Analysis'!$I$51*AR1811)","v":361.8626904300985},25]
[73048.061238532115,73048.091857798165,73,"X",48,"LH",15,"48LH15",612.38532110091739,918.57798165137615,389.01818028785453,{"$f":"MIN(I1814,360/'Roof Bay Analysis'!$I$51*K1814)","v":583.52727043178174},36,null,null,null,null,null,null,null,null,null,null,null,null,null,null,null,null,null,null,null,null,null,73048.05835272705,73,"X",48,"LH",15,"48LH15",612.38532110091739,918.57798165137615,389.01818028785453,{"$f":"MIN(AP1814,360/'Roof Bay Analysis'!$I$51*AR1814)","v":583.52727043178174},36]
[74040.020600000003,74040.030899999998,74,"X",40,"LH",8,"40LH 8",206,309,108,{"$f":"MIN(I1817,360/'Roof Bay Analysis'!$I$51*K1817)","v":162},16,null,null,null,null,null,null,null,null,null,null,null,null,null,null,null,null,null,null,null,null,null,74040.016199999998,74,"X",40,"LH",8,"40LH 8",206,309,108,{"$f":"MIN(AP1817,360/'Roof Bay Analysis'!$I$51*AR1817)","v":162},16]
[74040.039199999999,74040.058799999999,74,"X",40,"LH",12,"40LH12",392,588,205,{"$f":"MIN(I1821,360/'Roof Bay Analysis'!$I$51*K1821)","v":307.5},25,null,null,null,null,null,null,null,null,null,null,null,null,null,null,null,null,null,null,null,null,null,74040.030750000005,74,"X",40,"LH",12,"40LH12",392,588,205,{"$f":"MIN(AP1821,360/'Roof Bay Analysis'!$I$51*AR1821)","v":307.5},25]
[74040.058300000004,74040.087450000006,74,"X",40,"LH",15,"40LH15",583,874.5,302,{"$f":"MIN(I1824,360/'Roof Bay Analysis'!$I$51*K1824)","v":453},36,null,null,null,null,null,null,null,null,null,null,null,null,null,null,null,null,null,null,null,null,null,74040.045299999998,74,"X",40,"LH",15,"40LH15",583,874.5,302,{"$f":"MIN(AP1824,360/'Roof Bay Analysis'!$I$51*AR1824)","v":453},36]
[74044.032500000001,74044.048750000002,74,"X",44,"LH",11,"44LH11",325,487.5,188,{"$f":"MIN(I1828,360/'Roof Bay Analysis'!$I$51*K1828)","v":282},22,null,null,null,null,null,null,null,null,null,null,null,null,null,null,null,null,null,null,null,null,null,74044.028200000001,74,"X",44,"LH",11,"44LH11",325,487.5,188,{"$f":"MIN(AP1828,360/'Roof Bay Analysis'!$I$51*AR1828)","v":282},22]
[74044.040200000003,74044.060299999997,74,"X",44,"LH",12,"44LH12",402,603,232,{"$f":"MIN(I1829,360/'Roof Bay Analysis'!$I$51*K1829)","v":348},25,null,null,null,null,null,null,null,null,null,null,null,null,null,null,null,null,null,null,null,null,null,74044.034799999994,74,"X",44,"LH",12,"44LH12",402,603,232,{"$f":"MIN(AP1829,360/'Roof Bay Analysis'!$I$51*AR1829)","v":348},25]
[74044.063899999994,74044.095849999998,74,"X",44,"LH",15,"44LH15",639,958.5,366,{"$f":"MIN(I1832,360/'Roof Bay Analysis'!$I$51*K1832)","v":549},36,null,null,null,null,null,null,null,null,null,null,null,null,null,null,null,null,null,null,null,null,null,74044.054900000003,74,"X",44,"LH",15,"44LH15",639,958.5,366,{"$f":"MIN(AP1832,360/'Roof Bay Analysis'!$I$51*AR1832)","v":549},36]
[74048.029457013574,74048.044185520368,74,"X",48,"LH",11,"48LH11",294.57013574660635,441.8552036199095,186.80616694989865,{"$f":"MIN(I1836,360/'Roof Bay Analysis'!$I$51*K1836)","v":280.20925042484799},22,null,null,null,null,null,null,null,null,null,null,null,null,null,null,null,null,null,null,null,null,null,74048.028020925049,74,"X",48,"LH",11,"48LH11",294.57013574660635,441.8552036199095,186.80616694989865,{"$f":"MIN(AP1836,360/'Roof Bay Analysis'!$I$51*AR1836)","v":280.20925042484799},22]
[74048.052533936658,74048.078800904972,74,"X",48,"LH",14,"48LH14",525.33936651583713,788.00904977375569,330.5977559837022,{"$f":"MIN(I1839,360/'Roof Bay Analysis'!$I$51*K1839)","v":495.8966339755533},32,null,null,null,null,null,null,null,null,null,null,null,null,null,null,null,null,null,null,null,null,null,74048.049589663395,74,"X",48,"LH",14,"48LH14",525.33936651583713,788.00904977375569,330.5977559837022,{"$f":"MIN(AP1839,360/'Roof Bay Analysis'!$I$51*AR1839)","v":495.8966339755533},32]
[74048.069638009052,74048.104457013571,74,"X",48,"LH",16,"48LH16",696.38009049773757,1044.5701357466064,436.29071886325016,{"$f":"MIN(I1841,360/'Roof Bay Analysis'!$I$51*K1841)","v":654.43607829487519},42,null,null,null,null,null,null,null,null,null,null,null,null,null,null,null,null,null,null,null,null,null,74048.065443607833,74,"X",48,"LH",16,"48LH16",696.38009049773757,1044.5701357466064,436.29071886325016,{"$f":"MIN(AP1841,360/'Roof Bay Analysis'!$I$51*AR1841)","v":654.43607829487519},42]
[75040.038199999995,75040.0573,75,"X",40,"LH",12,"40LH12",382,573,197,{"$f":"MIN(I1847,360/'Roof Bay Analysis'!$I$51*K1847)","v":295.5},25,null,null,null,null,null,null,null,null,null,null,null,null,null,null,null,null,null,null,null,null,null,75040.029550000007,75,"X",40,"LH",12,"40LH12",382,573,197,{"$f":"MIN(AP1847,360/'Roof Bay Analysis'!$I$51*AR1847)","v":295.5},25]
[75040.056700000001,75040.085049999994,75,"X",40,"LH",15,"40LH15",567,850.5,290,{"$f":"MIN(I1850,360/'Roof Bay Analysis'!$I$51*K1850)","v":435},36,null,null,null,null,null,null,null,null,null,null,null,null,null,null,null,null,null,null,null,null,null,75040.0435,75,"X",40,"LH",15,"40LH15",567,850.5,290,{"$f":"MIN(AP1850,360/'Roof Bay Analysis'!$I$51*AR1850)","v":435},36]
[75040.067299999995,75040.100949999993,75,"X",40,"LH",16,"40LH16",673,1009.5,342,{"$f":"MIN(I1851,360/'Roof Bay Analysis'!$I$51*K1851)","v":513},42,null,null,null,null,null,null,null,null,null,null,null,null,null,null,null,null,null,null,null,null,null,75040.051300000006,75,"X",40,"LH",16,"40LH16",673,1009.5,342,{"$f":"MIN(AP1851,360/'Roof Bay Analysis'!$I$51*AR1851)","v":513},42]
[75044.031700000007,75044.047550000003,75,"X",44,"LH",11,"44LH11",317,475.5,181,{"$f":"MIN(I1854,360/'Roof Bay Analysis'!$I$51*K1854)","v":271.5},22,null,null,null,null,null,null,null,null,null,null,null,null,null,null,null,null,null,null,null,null,null,75044.027149999994,75,"X",44,"LH",11,"44LH11",317,475.5,181,{"$f":"MIN(AP1854,360/'Roof Bay Analysis'!$I$51*AR1854)","v":271.5},22]
[75044.062300000005,75044.09345,75,"X",44,"LH",15,"44LH15",623,934.5,352,{"$f":"MIN(I1858,360/'Roof Bay Analysis'!$I$51*K1858)","v":528},36,null,null,null,null,null,null,null,null,null,null,null,null,null,null,null,null,null,null,null,null,null,75044.052800000005,75,"X",44,"LH",15,"44LH15",623,934.5,352,{"$f":"MIN(AP1858,360/'Roof Bay Analysis'!$I$51*AR1858)","v":528},36]
[75048.029062500005,75048.043593750001,75,"X",48,"LH",11,"48LH11",290.625,435.9375,181.8359375,{"$f":"MIN(I1862,360/'Roof Bay Analysis'!$I$51*K1862)","v":272.75390625},22,null,null,null,null,null,null,null,null,null,null,null,null,null,null,null,null,null,null,null,null,null,75048.027275390632,75,"X",48,"LH",11,"48LH11",290.625,435.9375,181.8359375,{"$f":"MIN(AP1862,360/'Roof Bay Analysis'!$I$51*AR1862)","v":272.75390625},22]
[75048.051830357144,75048.077745535717,75,"X",48,"LH",14,"48LH14",518.30357142857144,777.45535714285711,321.8017578125,{"$f":"MIN(I1865,360/'Roof Bay Analysis'!$I$51*K1865)","v":482.70263671875},32,null,null,null,null,null,null,null,null,null,null,null,null,null,null,null,null,null,null,null,null,null,75048.048270263665,75,"X",48,"LH",14,"48LH14",518.30357142857144,777.45535714285711,321.8017578125,{"$f":"MIN(AP1865,360/'Roof Bay Analysis'!$I$51*AR1865)","v":482.70263671875},32]
[76040.0196,76040.029399999999,76,"X",40,"LH",8,"40LH 8",196,294,100,{"$f":"MIN(I1869,360/'Roof Bay Analysis'!$I$51*K1869)","v":150},16,null,null,null,null,null,null,null,null,null,null,null,null,null,null,null,null,null,null,null,null,null,76040.014999999999,76,"X",40,"LH",8,"40LH 8",196,294,100,{"$f":"MIN(AP1869,360/'Roof Bay Analysis'!$I$51*AR1869)","v":150},16]
[76040.030799999993,76040.046199999997,76,"X",40,"LH",11,"40LH11",308,462,157,{"$f":"MIN(I1872,360/'Roof Bay Analysis'!$I$51*K1872)","v":235.5},22,null,null,null,null,null,null,null,null,null,null,null,null,null,null,null,null,null,null,null,null,null,76040.023549999998,76,"X",40,"LH",11,"40LH11",308,462,157,{"$f":"MIN(AP1872,360/'Roof Bay Analysis'!$I$51*AR1872)","v":235.5},22]
[76040.050199999998,76040.075299999997,76,"X",40,"LH",14,"40LH14",502,753,252,{"$f":"MIN(I1875,360/'Roof Bay Analysis'!$I$51*K1875)","v":378},35,null,null,null,null,null,null,null,null,null,null,null,null,null,null,null,null,null,null,null,null,null,76040.037800000006,76,"X",40,"LH",14,"40LH14",502,753,252,{"$f":"MIN(AP1875,360/'Roof Bay Analysis'!$I$51*AR1875)","v":378},35]
[76040.065499999997,76040.098249999995,76,"X",40,"LH",16,"40LH16",655,982.5,329,{"$f":"MIN(I1877,360/'Roof Bay Analysis'!$I$51*K1877)","v":493.5},42,null,null,null,null,null,null,null,null,null,null,null,null,null,null,null,null,null,null,null,null,null,76040.049350000001,76,"X",40,"LH",16,"40LH16",655,982.5,329,{"$f":"MIN(AP1877,360/'Roof Bay Analysis'!$I$51*AR1877)","v":493.5},42]
[76044.031000000003,76044.046499999997,76,"X",44,"LH",11,"44LH11",310,465,175,{"$f":"MIN(I1880,360/'Roof Bay Analysis'!$I$51*K1880)","v":262.5},22,null,null,null,null,null,null,null,null,null,null,null,null,null,null,null,null,null,null,null,null,null,76044.026249999995,76,"X",44,"LH",11,"44LH11",310,465,175,{"$f":"MIN(AP1880,360/'Roof Bay Analysis'!$I$51*AR1880)","v":262.5},22]
[76044.060800000007,76044.091199999995,76,"X",44,"LH",15,"44LH15",608,912,339,{"$f":"MIN(I1884,360/'Roof Bay Analysis'!$I$51*K1884)","v":508.5},36,null,null,null,null,null,null,null,null,null,null,null,null,null,null,null,null,null,null,null,null,null,76044.05085,76,"X",44,"LH",15,"44LH15",608,912,339,{"$f":"MIN(AP1884,360/'Roof Bay Analysis'!$I$51*AR1884)","v":508.5},36]
[76048.026431718055,76048.039647577098,76,"X",48,"LH",10,"48LH10",264.31718061674007,396.47577092511011,164.24780220846515,{"$f":"MIN(I1887,360/'Roof Bay Analysis'!$I$51*K1887)","v":246.37170331269772},21,null,null,null,null,null,null,null,null,null,null,null,null,null,null,null,null,null,null,null,null,null,76048.024637170325,76,"X",48,"LH",10,"48LH10",264.31718061674007,396.47577092511011,164.24780220846515,{"$f":"MIN(AP1887,360/'Roof Bay Analysis'!$I$51*AR1887)","v":246.37170331269772},21]
[76048.058810572693,76048.088215859025,76,"X",48,"LH",15,"48LH15",588.10572687224669,882.15859030837009,358.78243319295933,{"$f":"MIN(I1892,360/'Roof Bay Analysis'!$I$51*K1892)","v":538.17364978943897},36,null,null,null,null,null,null,null,null,null,null,null,null,null,null,null,null,null,null,null,null,null,76048.053817364984,76,"X",48,"LH",15,"48LH15",588.10572687224669,882.15859030837009,358.78243319295933,{"$f":"MIN(AP1892,360/'Roof Bay Analysis'!$I$51*AR1892)","v":538.17364978943897},36]
[77040.019199999995,77040.0288,77,"X",40,"LH",8,"40LH 8",192,288,97,{"$f":"MIN(I1895,360/'Roof Bay Analysis'!$I$51*K1895)","v":145.5},16,null,null,null,null,null,null,null,null,null,null,null,null,null,null,null,null,null,null,null,null,null,77040.014550000007,77,"X",40,"LH",8,"40LH 8",192,288,97,{"$f":"MIN(AP1895,360/'Roof Bay Analysis'!$I$51*AR1895)","v":145.5},16]
[77040.03,77040.044999999998,77,"X",40,"LH",11,"40LH11",300,450,151,{"$f":"MIN(I1898,360/'Roof Bay Analysis'!$I$51*K1898)","v":226.5},22,null,null,null,null,null,null,null,null,null,null,null,null,null,null,null,null,null,null,null,null,null,77040.022649999999,77,"X",40,"LH",11,"40LH11",300,450,151,{"$f":"MIN(AP1898,360/'Roof Bay Analysis'!$I$51*AR1898)","v":226.5},22]
[77040.048999999999,77040.073499999999,77,"X",40,"LH",14,"40LH14",490,735,243,{"$f":"MIN(I1901,360/'Roof Bay Analysis'!$I$51*K1901)","v":364.5},35,null,null,null,null,null,null,null,null,null,null,null,null,null,null,null,null,null,null,null,null,null,77040.03645,77,"X",40,"LH",14,"40LH14",490,735,243,{"$f":"MIN(AP1901,360/'Roof Bay Analysis'!$I$51*AR1901)","v":364.5},35]
[77040.053799999994,77040.080700000006,77,"X",40,"LH",15,"40LH15",538,807,268,{"$f":"MIN(I1902,360/'Roof Bay Analysis'!$I$51*K1902)","v":402},36,null,null,null,null,null,null,null,null,null,null,null,null,null,null,null,null,null,null,null,null,null,77040.040200000003,77,"X",40,"LH",15,"40LH15",538,807,268,{"$f":"MIN(AP1902,360/'Roof Bay Analysis'!$I$51*AR1902)","v":402},36]
[77044.027900000001,77044.041849999994,77,"X",44,"LH",10,"44LH10",279,418.5,155,{"$f":"MIN(I1905,360/'Roof Bay Analysis'!$I$51*K1905)","v":232.5},21,null,null,null,null,null,null,null,null,null,null,null,null,null,null,null,null,null,null,null,null,null,77044.023249999998,77,"X",44,"LH",10,"44LH10",279,418.5,155,{"$f":"MIN(AP1905,360/'Roof Bay Analysis'!$I$51*AR1905)","v":232.5},21]
[77044.059299999994,77044.088950000005,77,"X",44,"LH",15,"44LH15",593,889.5,326,{"$f":"MIN(I1910,360/'Roof Bay Analysis'!$I$51*K1910)","v":489},36,null,null,null,null,null,null,null,null,null,null,null,null,null,null,null,null,null,null,null,null,null,77044.048899999994,77,"X",44,"LH",15,"44LH15",593,889.5,326,{"$f":"MIN(AP1910,360/'Roof Bay Analysis'!$I$51*AR1910)","v":489},36]
[77048.026086956525,77048.039130434787,77,"X",48,"LH",10,"48LH10",260.86956521739131,391.304347826087,159.99102079395084,{"$f":"MIN(I1913,360/'Roof Bay Analysis'!$I$51*K1913)","v":239.98653119092626},21,null,null,null,null,null,null,null,null,null,null,null,null,null,null,null,null,null,null,null,null,null,77048.023998653123,77,"X",48,"LH",10,"48LH10",260.86956521739131,391.304347826087,159.99102079395084,{"$f":"MIN(AP1913,360/'Roof Bay Analysis'!$I$51*AR1913)","v":239.98653119092626},21]
[77048.042782608696,77048.064173913037,77,"X",48,"LH",13,"48LH13",427.82608695652175,641.73913043478262,258.70888468809073,{"$f":"MIN(I1916,360/'Roof Bay Analysis'!$I$51*K1916)","v":388.0633270321361},29,null,null,null,null,null,null,null,null,null,null,null,null,null,null,null,null,null,null,null,null,null,77048.038806332697,77,"X",48,"LH",13,"48LH13",427.82608695652175,641.73913043478262,258.70888468809073,{"$f":"MIN(AP1916,360/'Roof Bay Analysis'!$I$51*AR1916)","v":388.0633270321361},29]
[77048.07513043478,77048.112695652177,77,"X",48,"LH",17,"48LH17",751.304347826087,1126.9565217391305,450.4711720226843,{"$f":"MIN(I1920,360/'Roof Bay Analysis'!$I$51*K1920)","v":675.70675803402651},47,null,null,null,null,null,null,null,null,null,null,null,null,null,null,null,null,null,null,null,null,null,77048.067570675805,77,"X",48,"LH",17,"48LH17",751.304347826087,1126.9565217391305,450.4711720226843,{"$f":"MIN(AP1920,360/'Roof Bay Analysis'!$I$51*AR1920)","v":675.70675803402651},47]
[78040.024399999995,78040.036600000007,78,"X",40,"LH",9,"40LH 9",244,366,122,{"$f":"MIN(I1922,360/'Roof Bay Analysis'!$I$51*K1922)","v":183},21,null,null,null,null,null,null,null,null,null,null,null,null,null,null,null,null,null,null,null,null,null,78040.018299999996,78,"X",40,"LH",9,"40LH 9",244,366,122,{"$f":"MIN(AP1922,360/'Roof Bay Analysis'!$I$51*AR1922)","v":183},21]
[78040.0478,78040.0717,78,"X",40,"LH",14,"40LH14",478,717,233,{"$f":"MIN(I1927,360/'Roof Bay Analysis'!$I$51*K1927)","v":349.5},35,null,null,null,null,null,null,null,null,null,null,null,null,null,null,null,null,null,null,null,null,null,78040.034950000001,78,"X",40,"LH",14,"40LH14",478,717,233,{"$f":"MIN(AP1927,360/'Roof Bay Analysis'!$I$51*AR1927)","v":349.5},35]
[78040.0524,78040.078599999993,78,"X",40,"LH",15,"40LH15",524,786,258,{"$f":"MIN(I1928,360/'Roof Bay Analysis'!$I$51*K1928)","v":387},36,null,null,null,null,null,null,null,null,null,null,null,null,null,null,null,null,null,null,null,null,null,78040.038700000005,78,"X",40,"LH",15,"40LH15",524,786,258,{"$f":"MIN(AP1928,360/'Roof Bay Analysis'!$I$51*AR1928)","v":387},36]
[78044.027199999997,78044.040800000002,78,"X",44,"LH",10,"44LH10",272,408,150,{"$f":"MIN(I1931,360/'Roof Bay Analysis'!$I$51*K1931)","v":225},21,null,null,null,null,null,null,null,null,null,null,null,null,null,null,null,null,null,null,null,null,null,78044.022500000006,78,"X",44,"LH",10,"44LH10",272,408,150,{"$f":"MIN(AP1931,360/'Roof Bay Analysis'!$I$51*AR1931)","v":225},21]
[78044.049299999999,78044.073950000005,78,"X",44,"LH",14,"44LH14",493,739.5,268,{"$f":"MIN(I1935,360/'Roof Bay Analysis'!$I$51*K1935)","v":402},31,null,null,null,null,null,null,null,null,null,null,null,null,null,null,null,null,null,null,null,null,null,78044.040200000003,78,"X",44,"LH",14,"44LH14",493,739.5,268,{"$f":"MIN(AP1935,360/'Roof Bay Analysis'!$I$51*AR1935)","v":402},31]
[78048.025751072957,78048.038626609443,78,"X",48,"LH",10,"48LH10",257.51072961373393,386.26609442060089,155.89760356609995,{"$f":"MIN(I1939,360/'Roof Bay Analysis'!$I$51*K1939)","v":233.8464053491499},21,null,null,null,null,null,null,null,null,null,null,null,null,null,null,null,null,null,null,null,null,null,78048.023384640532,78,"X",48,"LH",10,"48LH10",257.51072961373393,386.26609442060089,155.89760356609995,{"$f":"MIN(AP1939,360/'Roof Bay Analysis'!$I$51*AR1939)","v":233.8464053491499},21]
[78048.042231759653,78048.063347639487,78,"X",48,"LH",13,"48LH13",422.3175965665236,633.47639484978538,252.08974193667225,{"$f":"MIN(I1942,360/'Roof Bay Analysis'!$I$51*K1942)","v":378.1346129050084},29,null,null,null,null,null,null,null,null,null,null,null,null,null,null,null,null,null,null,null,null,null,78048.037813461284,78,"X",48,"LH",13,"48LH13",422.3175965665236,633.47639484978538,252.08974193667225,{"$f":"MIN(AP1942,360/'Roof Bay Analysis'!$I$51*AR1942)","v":378.1346129050084},29]
[78048.074163090132,78048.111244635191,78,"X",48,"LH",17,"48LH17",741.63090128755368,1112.4463519313306,438.94573486341613,{"$f":"MIN(I1946,360/'Roof Bay Analysis'!$I$51*K1946)","v":658.41860229512417},47,null,null,null,null,null,null,null,null,null,null,null,null,null,null,null,null,null,null,null,null,null,78048.065841860225,78,"X",48,"LH",17,"48LH17",741.63090128755368,1112.4463519313306,438.94573486341613,{"$f":"MIN(AP1946,360/'Roof Bay Analysis'!$I$51*AR1946)","v":658.41860229512417},47]
[79040.026199999993,79040.039300000004,79,"X",40,"LH",10,"40LH10",262,393,129,{"$f":"MIN(I1949,360/'Roof Bay Analysis'!$I$51*K1949)","v":193.5},21,null,null,null,null,null,null,null,null,null,null,null,null,null,null,null,null,null,null,null,null,null,79040.019350000002,79,"X",40,"LH",10,"40LH10",262,393,129,{"$f":"MIN(AP1949,360/'Roof Bay Analysis'!$I$51*AR1949)","v":193.5},21]
[79040.028600000005,79040.0429,79,"X",40,"LH",11,"40LH11",286,429,140,{"$f":"MIN(I1950,360/'Roof Bay Analysis'!$I$51*K1950)","v":210},22,null,null,null,null,null,null,null,null,null,null,null,null,null,null,null,null,null,null,null,null,null,79040.020999999993,79,"X",40,"LH",11,"40LH11",286,429,140,{"$f":"MIN(AP1950,360/'Roof Bay Analysis'!$I$51*AR1950)","v":210},22]
[79044.0242,79044.036300000007,79,"X",44,"LH",9,"44LH 9",242,363,131,{"$f":"MIN(I1956,360/'Roof Bay Analysis'!$I$51*K1956)","v":196.5},19,null,null,null,null,null,null,null,null,null,null,null,null,null,null,null,null,null,null,null,null,null,79044.019650000002,79,"X",44,"LH",9,"44LH 9",242,363,131,{"$f":"MIN(AP1956,360/'Roof Bay Analysis'!$I$51*AR1956)","v":196.5},19]
[79044.026599999997,79044.039900000003,79,"X",44,"LH",10,"44LH10",266,399,144,{"$f":"MIN(I1957,360/'Roof Bay Analysis'!$I$51*K1957)","v":216},21,null,null,null,null,null,null,null,null,null,null,null,null,null,null,null,null,null,null,null,null,null,79044.021599999993,79,"X",44,"LH",10,"44LH10",266,399,144,{"$f":"MIN(AP1957,360/'Roof Bay Analysis'!$I$51*AR1957)","v":216},21]
[79044.0481,79044.072150000007,79,"X",44,"LH",14,"44LH14",481,721.5,259,{"$f":"MIN(I1961,360/'Roof Bay Analysis'!$I$51*K1961)","v":388.5},31,null,null,null,null,null,null,null,null,null,null,null,null,null,null,null,null,null,null,null,null,null,79044.038849999997,79,"X",44,"LH",14,"44LH14",481,721.5,259,{"$f":"MIN(AP1961,360/'Roof Bay Analysis'!$I$51*AR1961)","v":388.5},31]
[79044.073199999999,79044.109800000006,79,"X",44,"LH",17,"44LH17",732,1098,390,{"$f":"MIN(I1964,360/'Roof Bay Analysis'!$I$51*K1964)","v":585},47,null,null,null,null,null,null,null,null,null,null,null,null,null,null,null,null,null,null,null,null,null,79044.058499999999,79,"X",44,"LH",17,"44LH17",732,1098,390,{"$f":"MIN(AP1964,360/'Roof Bay Analysis'!$I$51*AR1964)","v":585},47]
[79048.034830508477,79048.052245762708,79,"X",48,"LH",12,"48LH12",348.30508474576271,522.45762711864404,205.84557239299053,{"$f":"MIN(I1967,360/'Roof Bay Analysis'!$I$51*K1967)","v":308.76835858948579},25,null,null,null,null,null,null,null,null,null,null,null,null,null,null,null,null,null,null,null,null,null,79048.030876835852,79,"X",48,"LH",12,"48LH12",348.30508474576271,522.45762711864404,205.84557239299053,{"$f":"MIN(AP1967,360/'Roof Bay Analysis'!$I$51*AR1967)","v":308.76835858948579},25]
[79048.049194915249,79048.073792372888,79,"X",48,"LH",14,"48LH14",491.94915254237287,737.92372881355936,289.90816216604424,{"$f":"MIN(I1969,360/'Roof Bay Analysis'!$I$51*K1969)","v":434.86224324906635},32,null,null,null,null,null,null,null,null,null,null,null,null,null,null,null,null,null,null,null,null,null,79048.043486224327,79,"X",48,"LH",14,"48LH14",491.94915254237287,737.92372881355936,289.90816216604424,{"$f":"MIN(AP1969,360/'Roof Bay Analysis'!$I$51*AR1969)","v":434.86224324906635},32]
[80040.025500000003,80040.038249999998,80,"X",40,"LH",10,"40LH10",255,382.5,124,{"$f":"MIN(I1975,360/'Roof Bay Analysis'!$I$51*K1975)","v":186},21,null,null,null,null,null,null,null,null,null,null,null,null,null,null,null,null,null,null,null,null,null,80040.018599999996,80,"X",40,"LH",10,"40LH10",255,382.5,124,{"$f":"MIN(AP1975,360/'Roof Bay Analysis'!$I$51*AR1975)","v":186},21]
[80040.027900000001,80040.041849999994,80,"X",40,"LH",11,"40LH11",279,418.5,135,{"$f":"MIN(I1976,360/'Roof Bay Analysis'!$I$51*K1976)","v":202.5},22,null,null,null,null,null,null,null,null,null,null,null,null,null,null,null,null,null,null,null,null,null,80040.020250000001,80,"X",40,"LH",11,"40LH11",279,418.5,135,{"$f":"MIN(AP1976,360/'Roof Bay Analysis'!$I$51*AR1976)","v":202.5},22]
[80040.045499999993,80040.068249999997,80,"X",40,"LH",14,"40LH14",455,682.5,216,{"$f":"MIN(I1979,360/'Roof Bay Analysis'!$I$51*K1979)","v":324},35,null,null,null,null,null,null,null,null,null,null,null,null,null,null,null,null,null,null,null,null,null,80040.032399999996,80,"X",40,"LH",14,"40LH14",455,682.5,216,{"$f":"MIN(AP1979,360/'Roof Bay Analysis'!$I$51*AR1979)","v":324},35]
[80044.0236,80044.035399999993,80,"X",44,"LH",9,"44LH 9",236,354,127,{"$f":"MIN(I1982,360/'Roof Bay Analysis'!$I$51*K1982)","v":190.5},19,null,null,null,null,null,null,null,null,null,null,null,null,null,null,null,null,null,null,null,null,null,80044.019050000003,80,"X",44,"LH",9,"44LH 9",236,354,127,{"$f":"MIN(AP1982,360/'Roof Bay Analysis'!$I$51*AR1982)","v":190.5},19]
[80044.041299999997,80044.061950000003,80,"X",44,"LH",13,"44LH13",413,619.5,220,{"$f":"MIN(I1986,360/'Roof Bay Analysis'!$I$51*K1986)","v":330},30,null,null,null,null,null,null,null,null,null,null,null,null,null,null,null,null,null,null,null,null,null,80044.032999999996,80,"X",44,"LH",13,"44LH13",413,619.5,220,{"$f":"MIN(AP1986,360/'Roof Bay Analysis'!$I$51*AR1986)","v":330},30]
[80044.071500000005,80044.107250000001,80,"X",44,"LH",17,"44LH17",715,1072.5,376,{"$f":"MIN(I1990,360/'Roof Bay Analysis'!$I$51*K1990)","v":564},47,null,null,null,null,null,null,null,null,null,null,null,null,null,null,null,null,null,null,null,null,null,80044.056400000001,80,"X",44,"LH",17,"44LH17",715,1072.5,376,{"$f":"MIN(AP1990,360/'Roof Bay Analysis'!$I$51*AR1990)","v":564},47]
[80048.034393305439,80048.051589958166,80,"X",48,"LH",12,"48LH12",343.93305439330544,515.89958158995819,200.71033420283257,{"$f":"MIN(I1993,360/'Roof Bay Analysis'!$I$51*K1993)","v":301.06550130424887},25,null,null,null,null,null,null,null,null,null,null,null,null,null,null,null,null,null,null,null,null,null,80048.030106550126,80,"X",48,"LH",12,"48LH12",343.93305439330544,515.89958158995819,200.71033420283257,{"$f":"MIN(AP1993,360/'Roof Bay Analysis'!$I$51*AR1993)","v":301.06550130424887},25]
[80048.064393305438,80048.096589958164,80,"X",48,"LH",16,"48LH16",643.93305439330538,965.89958158995807,373.04800336128568,{"$f":"MIN(I1997,360/'Roof Bay Analysis'!$I$51*K1997)","v":559.57200504192849},42,null,null,null,null,null,null,null,null,null,null,null,null,null,null,null,null,null,null,null,null,null,80048.0559572005,80,"X",48,"LH",16,"48LH16",643.93305439330538,965.89958158995807,373.04800336128568,{"$f":"MIN(AP1997,360/'Roof Bay Analysis'!$I$51*AR1997)","v":559.57200504192849},42]
[81040.022800000006,81040.034199999995,81,"X",40,"LH",9,"40LH 9",228,342,109,{"$f":"MIN(I2000,360/'Roof Bay Analysis'!$I$51*K2000)","v":163.5},21,null,null,null,null,null,null,null,null,null,null,null,null,null,null,null,null,null,null,null,null,null,81040.016350000005,81,"X",40,"LH",9,"40LH 9",228,342,109,{"$f":"MIN(AP2000,360/'Roof Bay Analysis'!$I$51*AR2000)","v":163.5},21]
[81040.032999999996,81040.049499999994,81,"X",40,"LH",12,"40LH12",330,495,157,{"$f":"MIN(I2003,360/'Roof Bay Analysis'!$I$51*K2003)","v":235.5},25,null,null,null,null,null,null,null,null,null,null,null,null,null,null,null,null,null,null,null,null,null,81040.023549999998,81,"X",40,"LH",12,"40LH12",330,495,157,{"$f":"MIN(AP2003,360/'Roof Bay Analysis'!$I$51*AR2003)","v":235.5},25]
[81040.044399999999,81040.066600000006,81,"X",40,"LH",14,"40LH14",444,666,209,{"$f":"MIN(I2005,360/'Roof Bay Analysis'!$I$51*K2005)","v":313.5},35,null,null,null,null,null,null,null,null,null,null,null,null,null,null,null,null,null,null,null,null,null,81040.031350000005,81,"X",40,"LH",14,"40LH14",444,666,209,{"$f":"MIN(AP2005,360/'Roof Bay Analysis'!$I$51*AR2005)","v":313.5},35]
[81044.023100000006,81044.034650000001,81,"X",44,"LH",9,"44LH 9",231,346.5,122,{"$f":"MIN(I2008,360/'Roof Bay Analysis'!$I$51*K2008)","v":183},19,null,null,null,null,null,null,null,null,null,null,null,null,null,null,null,null,null,null,null,null,null,81044.018299999996,81,"X",44,"LH",9,"44LH 9",231,346.5,122,{"$f":"MIN(AP2008,360/'Roof Bay Analysis'!$I$51*AR2008)","v":183},19]
[81044.040399999998,81044.060599999997,81,"X",44,"LH",13,"44LH13",404,606,212,{"$f":"MIN(I2012,360/'Roof Bay Analysis'!$I$51*K2012)","v":318},30,null,null,null,null,null,null,null,null,null,null,null,null,null,null,null,null,null,null,null,null,null,81044.031799999997,81,"X",44,"LH",13,"44LH13",404,606,212,{"$f":"MIN(AP2012,360/'Roof Bay Analysis'!$I$51*AR2012)","v":318},30]
[81044.0622,81044.093299999993,81,"X",44,"LH",16,"44LH16",622,933,324,{"$f":"MIN(I2015,360/'Roof Bay Analysis'!$I$51*K2015)","v":486},42,null,null,null,null,null,null,null,null,null,null,null,null,null,null,null,null,null,null,null,null,null,81044.048599999995,81,"X",44,"LH",16,"44LH16",622,933,324,{"$f":"MIN(AP2015,360/'Roof Bay Analysis'!$I$51*AR2015)","v":486},42]
[81048.040661157022,81048.060991735532,81,"X",48,"LH",13,"48LH13",406.61157024793391,609.91735537190084,233.68793115224369,{"$f":"MIN(I2020,360/'Roof Bay Analysis'!$I$51*K2020)","v":350.53189672836555},29,null,null,null,null,null,null,null,null,null,null,null,null,null,null,null,null,null,null,null,null,null,81048.035053189669,81,"X",48,"LH",13,"48LH13",406.61157024793391,609.91735537190084,233.68793115224369,{"$f":"MIN(AP2020,360/'Roof Bay Analysis'!$I$51*AR2020)","v":350.53189672836555},29]
[81048.063595041327,81048.095392561983,81,"X",48,"LH",16,"48LH16",635.95041322314046,953.92561983471069,363.85620859230926,{"$f":"MIN(I2023,360/'Roof Bay Analysis'!$I$51*K2023)","v":545.78431288846389},42,null,null,null,null,null,null,null,null,null,null,null,null,null,null,null,null,null,null,null,null,null,81048.054578431285,81,"X",48,"LH",16,"48LH16",635.95041322314046,953.92561983471069,363.85620859230926,{"$f":"MIN(AP2023,360/'Roof Bay Analysis'!$I$51*AR2023)","v":545.78431288846389},42]
[82044.024900000004,82044.037349999999,82,"X",44,"LH",10,"44LH10",249,373.5,130,{"$f":"MIN(I2026,360/'Roof Bay Analysis'!$I$51*K2026)","v":195},21,null,null,null,null,null,null,null,null,null,null,null,null,null,null,null,null,null,null,null,null,null,82044.019499999995,82,"X",44,"LH",10,"44LH10",249,373.5,130,{"$f":"MIN(AP2026,360/'Roof Bay Analysis'!$I$51*AR2026)","v":195},21]
[82044.026899999997,82044.040349999996,82,"X",44,"LH",11,"44LH11",269,403.5,140,{"$f":"MIN(I2027,360/'Roof Bay Analysis'!$I$51*K2027)","v":210},22,null,null,null,null,null,null,null,null,null,null,null,null,null,null,null,null,null,null,null,null,null,82044.020999999993,82,"X",44,"LH",11,"44LH11",269,403.5,140,{"$f":"MIN(AP2027,360/'Roof Bay Analysis'!$I$51*AR2027)","v":210},22]
[82044.044599999994,82044.066900000005,82,"X",44,"LH",14,"44LH14",446,669,231,{"$f":"MIN(I2030,360/'Roof Bay Analysis'!$I$51*K2030)","v":346.5},31,null,null,null,null,null,null,null,null,null,null,null,null,null,null,null,null,null,null,null,null,null,82044.034650000001,82,"X",44,"LH",14,"44LH14",446,669,231,{"$f":"MIN(AP2030,360/'Roof Bay Analysis'!$I$51*AR2030)","v":346.5},31]
[82044.068299999999,82044.102450000006,82,"X",44,"LH",17,"44LH17",683,1024.5,351,{"$f":"MIN(I2033,360/'Roof Bay Analysis'!$I$51*K2033)","v":526.5},47,null,null,null,null,null,null,null,null,null,null,null,null,null,null,null,null,null,null,null,null,null,82044.052649999998,82,"X",44,"LH",17,"44LH17",683,1024.5,351,{"$f":"MIN(AP2033,360/'Roof Bay Analysis'!$I$51*AR2033)","v":526.5},47]
[82048.047500000001,82048.071249999994,82,"X",48,"LH",14,"48LH14",475,712.5,269,{"$f":"MIN(I2038,360/'Roof Bay Analysis'!$I$51*K2038)","v":403.5},32,null,null,null,null,null,null,null,null,null,null,null,null,null,null,null,null,null,null,null,null,null,82048.040349999996,82,"X",48,"LH",14,"48LH14",475,712.5,269,{"$f":"MIN(AP2038,360/'Roof Bay Analysis'!$I$51*AR2038)","v":403.5},32]
[82048.070600000006,82048.105899999995,82,"X",48,"LH",17,"48LH17",706,1059,397,{"$f":"MIN(I2041,360/'Roof Bay Analysis'!$I$51*K2041)","v":595.5},47,null,null,null,null,null,null,null,null,null,null,null,null,null,null,null,null,null,null,null,null,null,82048.059550000005,82,"X",48,"LH",17,"48LH17",706,1059,397,{"$f":"MIN(AP2041,360/'Roof Bay Analysis'!$I$51*AR2041)","v":595.5},47]
[83044.032300000006,83044.048450000002,83,"X",44,"LH",12,"44LH12",323,484.5,166,{"$f":"MIN(I2045,360/'Roof Bay Analysis'!$I$51*K2045)","v":249},25,null,null,null,null,null,null,null,null,null,null,null,null,null,null,null,null,null,null,null,null,null,83044.024900000004,83,"X",44,"LH",12,"44LH12",323,484.5,166,{"$f":"MIN(AP2045,360/'Roof Bay Analysis'!$I$51*AR2045)","v":249},25]
[83044.051200000002,83044.076799999995,83,"X",44,"LH",15,"44LH15",512,768,261,{"$f":"MIN(I2048,360/'Roof Bay Analysis'!$I$51*K2048)","v":391.5},36,null,null,null,null,null,null,null,null,null,null,null,null,null,null,null,null,null,null,null,null,null,83044.039149999997,83,"X",44,"LH",15,"44LH15",512,768,261,{"$f":"MIN(AP2048,360/'Roof Bay Analysis'!$I$51*AR2048)","v":391.5},36]
[83044.066699999996,83044.100049999994,83,"X",44,"LH",17,"44LH17",667,1000.5,338,{"$f":"MIN(I2050,360/'Roof Bay Analysis'!$I$51*K2050)","v":507},47,null,null,null,null,null,null,null,null,null,null,null,null,null,null,null,null,null,null,null,null,null,83044.050700000007,83,"X",44,"LH",17,"44LH17",667,1000.5,338,{"$f":"MIN(AP2050,360/'Roof Bay Analysis'!$I$51*AR2050)","v":507},47]
[83048.032900000006,83048.049350000001,83,"X",{"$f":"VALUE(LEFT(H2053,2))","v":48},{"$f":"MID(H2053,3,LEN(H2053)-4)","v":"LH"},{"$f":"VALUE(RIGHT(H2053,2))","v":12},"48LH12",329,493.5,185,{"$f":"MIN(I2053,360/'Roof Bay Analysis'!$I$51*K2053)","v":277.5},25,null,null,null,null,null,null,null,null,null,null,null,null,null,null,null,null,null,null,null,null,null,83048.027749999994,83,"X",{"$f":"VALUE(LEFT(AO2053,2))","v":48},{"$f":"MID(AO2053,3,LEN(AO2053)-4)","v":"LH"},{"$f":"VALUE(RIGHT(AO2053,2))","v":12},"48LH12",329,493.5,185,{"$f":"MIN(AP2053,360/'Roof Bay Analysis'!$I$51*AR2053)","v":277.5},25]
[83048.0533,83048.079949999999,83,"X",48,"LH",15,"48LH15",533,799.5,298,{"$f":"MIN(I2056,360/'Roof Bay Analysis'!$I$51*K2056)","v":447},36,null,null,null,null,null,null,null,null,null,null,null,null,null,null,null,null,null,null,null,null,null,83048.044699999999,83,"X",48,"LH",15,"48LH15",533,799.5,298,{"$f":"MIN(AP2056,360/'Roof Bay Analysis'!$I$51*AR2056)","v":447},36]
[84044.023799999995,84044.035699999993,84,"X",44,"LH",10,"44LH10",238,357,121,{"$f":"MIN(I2060,360/'Roof Bay Analysis'!$I$51*K2060)","v":181.5},21,null,null,null,null,null,null,null,null,null,null,null,null,null,null,null,null,null,null,null,null,null,84044.018150000004,84,"X",44,"LH",10,"44LH10",238,357,121,{"$f":"MIN(AP2060,360/'Roof Bay Analysis'!$I$51*AR2060)","v":181.5},21]
[84044.037700000001,84044.056549999994,84,"X",44,"LH",13,"44LH13",377,565.5,191,{"$f":"MIN(I2063,360/'Roof Bay Analysis'!$I$51*K2063)","v":286.5},30,null,null,null,null,null,null,null,null,null,null,null,null,null,null,null,null,null,null,null,null,null,84044.028649999993,84,"X",44,"LH",13,"44LH13",377,565.5,191,{"$f":"MIN(AP2063,360/'Roof Bay Analysis'!$I$51*AR2063)","v":286.5},30]
[84044.065199999997,84044.097800000003,84,"X",44,"LH",17,"44LH17",652,978,327,{"$f":"MIN(I2067,360/'Roof Bay Analysis'!$I$51*K2067)","v":490.5},47,null,null,null,null,null,null,null,null,null,null,null,null,null,null,null,null,null,null,null,null,null,84044.049050000001,84,"X",44,"LH",17,"44LH17",652,978,327,{"$f":"MIN(AP2067,360/'Roof Bay Analysis'!$I$51*AR2067)","v":490.5},47]
[84048.038400000005,84048.0576,84,"X",48,"LH",13,"48LH13",384,576,213,{"$f":"MIN(I2071,360/'Roof Bay Analysis'!$I$51*K2071)","v":319.5},29,null,null,null,null,null,null,null,null,null,null,null,null,null,null,null,null,null,null,null,null,null,84048.031950000004,84,"X",48,"LH",13,"48LH13",384,576,213,{"$f":"MIN(AP2071,360/'Roof Bay Analysis'!$I$51*AR2071)","v":319.5},29]
[84048.060100000002,84048.090150000004,84,"X",48,"LH",16,"48LH16",601,901.5,331,{"$f":"MIN(I2074,360/'Roof Bay Analysis'!$I$51*K2074)","v":496.5},42,null,null,null,null,null,null,null,null,null,null,null,null,null,null,null,null,null,null,null,null,null,84048.049650000001,84,"X",48,"LH",16,"48LH16",601,901.5,331,{"$f":"MIN(AP2074,360/'Roof Bay Analysis'!$I$51*AR2074)","v":496.5},42]
[85044.023300000001,85044.034950000001,85,"X",44,"LH",10,"44LH10",233,349.5,117,{"$f":"MIN(I2077,360/'Roof Bay Analysis'!$I$51*K2077)","v":175.5},21,null,null,null,null,null,null,null,null,null,null,null,null,null,null,null,null,null,null,null,null,null,85044.017550000004,85,"X",44,"LH",10,"44LH10",233,349.5,117,{"$f":"MIN(AP2077,360/'Roof Bay Analysis'!$I$51*AR2077)","v":175.5},21]
[85044.025200000004,85044.037800000006,85,"X",44,"LH",11,"44LH11",252,378,127,{"$f":"MIN(I2078,360/'Roof Bay Analysis'!$I$51*K2078)","v":190.5},22,null,null,null,null,null,null,null,null,null,null,null,null,null,null,null,null,null,null,null,null,null,85044.019050000003,85,"X",44,"LH",11,"44LH11",252,378,127,{"$f":"MIN(AP2078,360/'Roof Bay Analysis'!$I$51*AR2078)","v":190.5},22]
[85044.063800000004,85044.095700000005,85,"X",44,"LH",17,"44LH17",638,957,316,{"$f":"MIN(I2084,360/'Roof Bay Analysis'!$I$51*K2084)","v":474},47,null,null,null,null,null,null,null,null,null,null,null,null,null,null,null,null,null,null,null,null,null,85044.047399999996,85,"X",44,"LH",17,"44LH17",638,957,316,{"$f":"MIN(AP2084,360/'Roof Bay Analysis'!$I$51*AR2084)","v":474},47]
[85048.024900000004,85048.037349999999,85,"X",48,"LH",11,"48LH11",249,373.5,137,{"$f":"MIN(I2086,360/'Roof Bay Analysis'!$I$51*K2086)","v":205.5},22,null,null,null,null,null,null,null,null,null,null,null,null,null,null,null,null,null,null,null,null,null,85048.020550000001,85,"X",48,"LH",11,"48LH11",249,373.5,137,{"$f":"MIN(AP2086,360/'Roof Bay Analysis'!$I$51*AR2086)","v":205.5},22]
[85048.044399999999,85048.066600000006,85,"X",48,"LH",14,"48LH14",444,666,243,{"$f":"MIN(I2089,360/'Roof Bay Analysis'!$I$51*K2089)","v":364.5},32,null,null,null,null,null,null,null,null,null,null,null,null,null,null,null,null,null,null,null,null,null,85048.03645,85,"X",48,"LH",14,"48LH14",444,666,243,{"$f":"MIN(AP2089,360/'Roof Bay Analysis'!$I$51*AR2089)","v":364.5},32]
[85048.066000000006,85048.099000000002,85,"X",48,"LH",17,"48LH17",660,990,358,{"$f":"MIN(I2092,360/'Roof Bay Analysis'!$I$51*K2092)","v":537},47,null,null,null,null,null,null,null,null,null,null,null,null,null,null,null,null,null,null,null,null,null,85048.053700000004,85,"X",48,"LH",17,"48LH17",660,990,358,{"$f":"MIN(AP2092,360/'Roof Bay Analysis'!$I$51*AR2092)","v":537},47]
[86044.03,86044.044999999998,86,"X",44,"LH",12,"44LH12",300,450,149,{"$f":"MIN(I2096,360/'Roof Bay Analysis'!$I$51*K2096)","v":223.5},25,null,null,null,null,null,null,null,null,null,null,null,null,null,null,null,null,null,null,null,null,null,86044.022349999999,86,"X",44,"LH",12,"44LH12",300,450,149,{"$f":"MIN(AP2096,360/'Roof Bay Analysis'!$I$51*AR2096)","v":223.5},25]
[86044.036099999998,86044.054149999996,86,"X",44,"LH",13,"44LH13",361,541.5,179,{"$f":"MIN(I2097,360/'Roof Bay Analysis'!$I$51*K2097)","v":268.5},30,null,null,null,null,null,null,null,null,null,null,null,null,null,null,null,null,null,null,null,null,null,86044.026849999995,86,"X",44,"LH",13,"44LH13",361,541.5,179,{"$f":"MIN(AP2097,360/'Roof Bay Analysis'!$I$51*AR2097)","v":268.5},30]
[86044.062399999995,86044.093599999993,86,"X",44,"LH",17,"44LH17",624,936,305,{"$f":"MIN(I2101,360/'Roof Bay Analysis'!$I$51*K2101)","v":457.5},47,null,null,null,null,null,null,null,null,null,null,null,null,null,null,null,null,null,null,null,null,null,86044.045750000005,86,"X",44,"LH",17,"44LH17",624,936,305,{"$f":"MIN(AP2101,360/'Roof Bay Analysis'!$I$51*AR2101)","v":457.5},47]
[86048.022599999997,86048.033899999995,86,"X",48,"LH",10,"48LH10",226,339,123,{"$f":"MIN(I2102,360/'Roof Bay Analysis'!$I$51*K2102)","v":184.5},21,null,null,null,null,null,null,null,null,null,null,null,null,null,null,null,null,null,null,null,null,null,86048.018450000003,86,"X",48,"LH",10,"48LH10",226,339,123,{"$f":"MIN(AP2102,360/'Roof Bay Analysis'!$I$51*AR2102)","v":184.5},21]
[86048.024399999995,86048.036600000007,86,"X",48,"LH",11,"48LH11",244,366,133,{"$f":"MIN(I2103,360/'Roof Bay Analysis'!$I$51*K2103)","v":199.5},22,null,null,null,null,null,null,null,null,null,null,null,null,null,null,null,null,null,null,null,null,null,86048.019950000002,86,"X",48,"LH",11,"48LH11",244,366,133,{"$f":"MIN(AP2103,360/'Roof Bay Analysis'!$I$51*AR2103)","v":199.5},22]
[86048.030799999993,86048.046199999997,86,"X",48,"LH",12,"48LH12",308,462,167,{"$f":"MIN(I2104,360/'Roof Bay Analysis'!$I$51*K2104)","v":250.5},25,null,null,null,null,null,null,null,null,null,null,null,null,null,null,null,null,null,null,null,null,null,86048.025049999997,86,"X",48,"LH",12,"48LH12",308,462,167,{"$f":"MIN(AP2104,360/'Roof Bay Analysis'!$I$51*AR2104)","v":250.5},25]
[86048.036800000002,86048.055200000003,86,"X",48,"LH",13,"48LH13",368,552,199,{"$f":"MIN(I2105,360/'Roof Bay Analysis'!$I$51*K2105)","v":298.5},29,null,null,null,null,null,null,null,null,null,null,null,null,null,null,null,null,null,null,null,null,null,86048.029850000006,86,"X",48,"LH",13,"48LH13",368,552,199,{"$f":"MIN(AP2105,360/'Roof Bay Analysis'!$I$51*AR2105)","v":298.5},29]
[86048.043399999995,86048.065100000007,86,"X",48,"LH",14,"48LH14",434,651,234,{"$f":"MIN(I2106,360/'Roof Bay Analysis'!$I$51*K2106)","v":351},32,null,null,null,null,null,null,null,null,null,null,null,null,null,null,null,null,null,null,null,null,null,86048.035099999994,86,"X",48,"LH",14,"48LH14",434,651,234,{"$f":"MIN(AP2106,360/'Roof Bay Analysis'!$I$51*AR2106)","v":351},32]
[86048.049899999998,86048.074850000005,86,"X",48,"LH",15,"48LH15",499,748.5,269,{"$f":"MIN(I2107,360/'Roof Bay Analysis'!$I$51*K2107)","v":403.5},36,null,null,null,null,null,null,null,null,null,null,null,null,null,null,null,null,null,null,null,null,null,86048.040349999996,86,"X",48,"LH",15,"48LH15",499,748.5,269,{"$f":"MIN(AP2107,360/'Roof Bay Analysis'!$I$51*AR2107)","v":403.5},36]
[86048.0576,86048.0864,86,"X",48,"LH",16,"48LH16",576,864,310,{"$f":"MIN(I2108,360/'Roof Bay Analysis'!$I$51*K2108)","v":465},42,null,null,null,null,null,null,null,null,null,null,null,null,null,null,null,null,null,null,null,null,null,86048.046499999997,86,"X",48,"LH",16,"48LH16",576,864,310,{"$f":"MIN(AP2108,360/'Roof Bay Analysis'!$I$51*AR2108)","v":465},42]
[86048.064599999998,86048.096900000004,86,"X",48,"LH",17,"48LH17",646,969,346,{"$f":"MIN(I2109,360/'Roof Bay Analysis'!$I$51*K2109)","v":519},47,null,null,null,null,null,null,null,null,null,null,null,null,null,null,null,null,null,null,null,null,null,86048.051900000006,86,"X",48,"LH",17,"48LH17",646,969,346,{"$f":"MIN(AP2109,360/'Roof Bay Analysis'!$I$51*AR2109)","v":519},47]
[87044.020199999999,87044.030299999999,87,"X",44,"LH",9,"44LH 9",202,303,99,{"$f":"MIN(I2110,360/'Roof Bay Analysis'!$I$51*K2110)","v":148.5},19,null,null,null,null,null,null,null,null,null,null,null,null,null,null,null,null,null,null,null,null,null,87044.014850000007,87,"X",44,"LH",9,"44LH 9",202,303,99,{"$f":"MIN(AP2110,360/'Roof Bay Analysis'!$I$51*AR2110)","v":148.5},19]
[87044.022299999997,87044.033450000003,87,"X",44,"LH",10,"44LH10",223,334.5,110,{"$f":"MIN(I2111,360/'Roof Bay Analysis'!$I$51*K2111)","v":165},21,null,null,null,null,null,null,null,null,null,null,null,null,null,null,null,null,null,null,null,null,null,87044.016499999998,87,"X",44,"LH",10,"44LH10",223,334.5,110,{"$f":"MIN(AP2111,360/'Roof Bay Analysis'!$I$51*AR2111)","v":165},21]
[87044.0242,87044.036300000007,87,"X",44,"LH",11,"44LH11",242,363,119,{"$f":"MIN(I2112,360/'Roof Bay Analysis'!$I$51*K2112)","v":178.5},22,null,null,null,null,null,null,null,null,null,null,null,null,null,null,null,null,null,null,null,null,null,87044.017850000004,87,"X",44,"LH",11,"44LH11",242,363,119,{"$f":"MIN(AP2112,360/'Roof Bay Analysis'!$I$51*AR2112)","v":178.5},22]
[87044.029299999995,87044.043950000007,87,"X",44,"LH",12,"44LH12",293,439.5,144,{"$f":"MIN(I2113,360/'Roof Bay Analysis'!$I$51*K2113)","v":216},25,null,null,null,null,null,null,null,null,null,null,null,null,null,null,null,null,null,null,null,null,null,87044.021599999993,87,"X",44,"LH",12,"44LH12",293,439.5,144,{"$f":"MIN(AP2113,360/'Roof Bay Analysis'!$I$51*AR2113)","v":216},25]
[87044.035300000003,87044.052949999998,87,"X",44,"LH",13,"44LH13",353,529.5,173,{"$f":"MIN(I2114,360/'Roof Bay Analysis'!$I$51*K2114)","v":259.5},30,null,null,null,null,null,null,null,null,null,null,null,null,null,null,null,null,null,null,null,null,null,87044.025949999996,87,"X",44,"LH",13,"44LH13",353,529.5,173,{"$f":"MIN(AP2114,360/'Roof Bay Analysis'!$I$51*AR2114)","v":259.5},30]
[87044.039600000004,87044.059399999998,87,"X",44,"LH",14,"44LH14",396,594,193,{"$f":"MIN(I2115,360/'Roof Bay Analysis'!$I$51*K2115)","v":289.5},31,null,null,null,null,null,null,null,null,null,null,null,null,null,null,null,null,null,null,null,null,null,87044.028950000007,87,"X",44,"LH",14,"44LH14",396,594,193,{"$f":"MIN(AP2115,360/'Roof Bay Analysis'!$I$51*AR2115)","v":289.5},31]
[{"$f":"C2116*1000+E2116+I2116/10000","v":87044.046600000001},{"$f":"C2116*1000+E2116+J2116/10000","v":87044.069900000002},87,"X",44,"LH",15,"44LH15",466,{"$f":"1.5*I2116","v":699},227,{"$f":"MIN(I2116,360/'Roof Bay Analysis'!$I$51*K2116)","v":340.5},36,null,null,null,null,null,null,null,null,null,null,null,null,null,null,null,null,null,null,null,null,null,{"$f":"AJ2116*1000+AL2116+AS2116/10000","v":87044.034050000002},87,"X",44,"LH",15,"44LH15",466,{"$f":"1.5*AP2116","v":699},227,{"$f":"MIN(AP2116,360/'Roof Bay Analysis'!$I$51*AR2116)","v":340.5},36]
[87044.054300000003,87044.081449999998,87,"X",{"$f":"VALUE(LEFT(H2117,2))","v":44},{"$f":"MID(H2117,3,LEN(H2117)-4)","v":"LH"},{"$f":"VALUE(RIGHT(H2117,2))","v":16},"44LH16",543,814.5,263,{"$f":"MIN(I2117,360/'Roof Bay Analysis'!$I$51*K2117)","v":394.5},42,null,null,null,null,null,null,null,null,null,null,null,null,null,null,null,null,null,null,null,null,null,87044.039449999997,87,"X",{"$f":"VALUE(LEFT(AO2117,2))","v":44},{"$f":"MID(AO2117,3,LEN(AO2117)-4)","v":"LH"},{"$f":"VALUE(RIGHT(AO2117,2))","v":16},"44LH16",543,814.5,263,{"$f":"MIN(AP2117,360/'Roof Bay Analysis'!$I$51*AR2117)","v":394.5},42]
[87044.061000000002,87044.091499999995,87,"X",44,"LH",17,"44LH17",610,915,295,{"$f":"MIN(I2118,360/'Roof Bay Analysis'!$I$51*K2118)","v":442.5},47,null,null,null,null,null,null,null,null,null,null,null,null,null,null,null,null,null,null,null,null,null,87044.044250000006,87,"X",44,"LH",17,"44LH17",610,915,295,{"$f":"MIN(AP2118,360/'Roof Bay Analysis'!$I$51*AR2118)","v":442.5},47]
[87048.022100000002,87048.033150000003,87,"X",48,"LH",10,"48LH10",221,331.5,119,{"$f":"MIN(I2119,360/'Roof Bay Analysis'!$I$51*K2119)","v":178.5},21,null,null,null,null,null,null,null,null,null,null,null,null,null,null,null,null,null,null,null,null,null,87048.017850000004,87,"X",48,"LH",10,"48LH10",221,331.5,119,{"$f":"MIN(AP2119,360/'Roof Bay Analysis'!$I$51*AR2119)","v":178.5},21]
[87048.0239,87048.03585,87,"X",48,"LH",11,"48LH11",239,358.5,129,{"$f":"MIN(I2120,360/'Roof Bay Analysis'!$I$51*K2120)","v":193.5},22,null,null,null,null,null,null,null,null,null,null,null,null,null,null,null,null,null,null,null,null,null,87048.019350000002,87,"X",48,"LH",11,"48LH11",239,358.5,129,{"$f":"MIN(AP2120,360/'Roof Bay Analysis'!$I$51*AR2120)","v":193.5},22]
[87048.030100000004,87048.045150000005,87,"X",48,"LH",12,"48LH12",301,451.5,161,{"$f":"MIN(I2121,360/'Roof Bay Analysis'!$I$51*K2121)","v":241.5},25,null,null,null,null,null,null,null,null,null,null,null,null,null,null,null,null,null,null,null,null,null,87048.024149999997,87,"X",48,"LH",12,"48LH12",301,451.5,161,{"$f":"MIN(AP2121,360/'Roof Bay Analysis'!$I$51*AR2121)","v":241.5},25]
[87048.035999999993,87048.054000000004,87,"X",48,"LH",13,"48LH13",360,540,193,{"$f":"MIN(I2122,360/'Roof Bay Analysis'!$I$51*K2122)","v":289.5},29,null,null,null,null,null,null,null,null,null,null,null,null,null,null,null,null,null,null,null,null,null,87048.028950000007,87,"X",48,"LH",13,"48LH13",360,540,193,{"$f":"MIN(AP2122,360/'Roof Bay Analysis'!$I$51*AR2122)","v":289.5},29]
[87048.042499999996,87048.063750000001,87,"X",48,"LH",14,"48LH14",425,637.5,227,{"$f":"MIN(I2123,360/'Roof Bay Analysis'!$I$51*K2123)","v":340.5},32,null,null,null,null,null,null,null,null,null,null,null,null,null,null,null,null,null,null,null,null,null,87048.034050000002,87,"X",48,"LH",14,"48LH14",425,637.5,227,{"$f":"MIN(AP2123,360/'Roof Bay Analysis'!$I$51*AR2123)","v":340.5},32]
[87048.048800000004,87048.073199999999,87,"X",48,"LH",15,"48LH15",488,732,260,{"$f":"MIN(I2124,360/'Roof Bay Analysis'!$I$51*K2124)","v":390},36,null,null,null,null,null,null,null,null,null,null,null,null,null,null,null,null,null,null,null,null,null,87048.039000000004,87,"X",48,"LH",15,"48LH15",488,732,260,{"$f":"MIN(AP2124,360/'Roof Bay Analysis'!$I$51*AR2124)","v":390},36]
[87048.056299999997,87048.084449999995,87,"X",48,"LH",16,"48LH16",563,844.5,299,{"$f":"MIN(I2125,360/'Roof Bay Analysis'!$I$51*K2125)","v":448.5},42,null,null,null,null,null,null,null,null,null,null,null,null,null,null,null,null,null,null,null,null,null,87048.044850000006,87,"X",48,"LH",16,"48LH16",563,844.5,299,{"$f":"MIN(AP2125,360/'Roof Bay Analysis'!$I$51*AR2125)","v":448.5},42]
[87048.063200000004,87048.094800000006,87,"X",48,"LH",17,"48LH17",632,948,335,{"$f":"MIN(I2126,360/'Roof Bay Analysis'!$I$51*K2126)","v":502.5},47,null,null,null,null,null,null,null,null,null,null,null,null,null,null,null,null,null,null,null,null,null,87048.05025,87,"X",48,"LH",17,"48LH17",632,948,335,{"$f":"MIN(AP2126,360/'Roof Bay Analysis'!$I$51*AR2126)","v":502.5},47]
[88044.019799999995,88044.029699999999,88,"X",44,"LH",9,"44LH 9",198,297,96,{"$f":"MIN(I2127,360/'Roof Bay Analysis'!$I$51*K2127)","v":144},19,null,null,null,null,null,null,null,null,null,null,null,null,null,null,null,null,null,null,null,null,null,88044.0144,88,"X",44,"LH",9,"44LH 9",198,297,96,{"$f":"MIN(AP2127,360/'Roof Bay Analysis'!$I$51*AR2127)","v":144},19]
[88044.021800000002,88044.032699999996,88,"X",44,"LH",10,"44LH10",218,327,106,{"$f":"MIN(I2128,360/'Roof Bay Analysis'!$I$51*K2128)","v":159},21,null,null,null,null,null,null,null,null,null,null,null,null,null,null,null,null,null,null,null,null,null,88044.015899999999,88,"X",44,"LH",10,"44LH10",218,327,106,{"$f":"MIN(AP2128,360/'Roof Bay Analysis'!$I$51*AR2128)","v":159},21]
[88044.0236,88044.035399999993,88,"X",44,"LH",11,"44LH11",236,354,115,{"$f":"MIN(I2129,360/'Roof Bay Analysis'!$I$51*K2129)","v":172.5},22,null,null,null,null,null,null,null,null,null,null,null,null,null,null,null,null,null,null,null,null,null,88044.017250000004,88,"X",44,"LH",11,"44LH11",236,354,115,{"$f":"MIN(AP2129,360/'Roof Bay Analysis'!$I$51*AR2129)","v":172.5},22]
[88044.028699999995,88044.043049999993,88,"X",44,"LH",12,"44LH12",287,430.5,139,{"$f":"MIN(I2130,360/'Roof Bay Analysis'!$I$51*K2130)","v":208.5},25,null,null,null,null,null,null,null,null,null,null,null,null,null,null,null,null,null,null,null,null,null,88044.020850000001,88,"X",44,"LH",12,"44LH12",287,430.5,139,{"$f":"MIN(AP2130,360/'Roof Bay Analysis'!$I$51*AR2130)","v":208.5},25]
[88044.034599999999,88044.051900000006,88,"X",44,"LH",13,"44LH13",346,519,167,{"$f":"MIN(I2131,360/'Roof Bay Analysis'!$I$51*K2131)","v":250.5},30,null,null,null,null,null,null,null,null,null,null,null,null,null,null,null,null,null,null,null,null,null,88044.025049999997,88,"X",44,"LH",13,"44LH13",346,519,167,{"$f":"MIN(AP2131,360/'Roof Bay Analysis'!$I$51*AR2131)","v":250.5},30]
[88044.038700000005,88044.058050000007,88,"X",44,"LH",14,"44LH14",387,580.5,187,{"$f":"MIN(I2132,360/'Roof Bay Analysis'!$I$51*K2132)","v":280.5},31,null,null,null,null,null,null,null,null,null,null,null,null,null,null,null,null,null,null,null,null,null,88044.028049999994,88,"X",44,"LH",14,"44LH14",387,580.5,187,{"$f":"MIN(AP2132,360/'Roof Bay Analysis'!$I$51*AR2132)","v":280.5},31]
[88044.045499999993,88044.068249999997,88,"X",44,"LH",15,"44LH15",455,682.5,219,{"$f":"MIN(I2133,360/'Roof Bay Analysis'!$I$51*K2133)","v":328.5},36,null,null,null,null,null,null,null,null,null,null,null,null,null,null,null,null,null,null,null,null,null,88044.032850000003,88,"X",44,"LH",15,"44LH15",455,682.5,219,{"$f":"MIN(AP2133,360/'Roof Bay Analysis'!$I$51*AR2133)","v":328.5},36]
[88044.053100000005,88044.07965,88,"X",44,"LH",16,"44LH16",531,796.5,255,{"$f":"MIN(I2134,360/'Roof Bay Analysis'!$I$51*K2134)","v":382.5},42,null,null,null,null,null,null,null,null,null,null,null,null,null,null,null,null,null,null,null,null,null,88044.038249999998,88,"X",44,"LH",16,"44LH16",531,796.5,255,{"$f":"MIN(AP2134,360/'Roof Bay Analysis'!$I$51*AR2134)","v":382.5},42]
[88044.059699999998,88044.089550000004,88,"X",44,"LH",17,"44LH17",597,895.5,285,{"$f":"MIN(I2135,360/'Roof Bay Analysis'!$I$51*K2135)","v":427.5},47,null,null,null,null,null,null,null,null,null,null,null,null,null,null,null,null,null,null,null,null,null,88044.042749999993,88,"X",44,"LH",17,"44LH17",597,895.5,285,{"$f":"MIN(AP2135,360/'Roof Bay Analysis'!$I$51*AR2135)","v":427.5},47]
[88048.021699999998,88048.032550000004,88,"X",48,"LH",10,"48LH10",217,325.5,116,{"$f":"MIN(I2136,360/'Roof Bay Analysis'!$I$51*K2136)","v":174},21,null,null,null,null,null,null,null,null,null,null,null,null,null,null,null,null,null,null,null,null,null,88048.017399999997,88,"X",48,"LH",10,"48LH10",217,325.5,116,{"$f":"MIN(AP2136,360/'Roof Bay Analysis'!$I$51*AR2136)","v":174},21]
[88048.023400000005,88048.035099999994,88,"X",48,"LH",11,"48LH11",234,351,125,{"$f":"MIN(I2137,360/'Roof Bay Analysis'!$I$51*K2137)","v":187.5},22,null,null,null,null,null,null,null,null,null,null,null,null,null,null,null,null,null,null,null,null,null,88048.018750000003,88,"X",48,"LH",11,"48LH11",234,351,125,{"$f":"MIN(AP2137,360/'Roof Bay Analysis'!$I$51*AR2137)","v":187.5},22]
[88048.029500000004,88048.044250000006,88,"X",48,"LH",12,"48LH12",295,442.5,156,{"$f":"MIN(I2138,360/'Roof Bay Analysis'!$I$51*K2138)","v":234},25,null,null,null,null,null,null,null,null,null,null,null,null,null,null,null,null,null,null,null,null,null,88048.023400000005,88,"X",48,"LH",12,"48LH12",295,442.5,156,{"$f":"MIN(AP2138,360/'Roof Bay Analysis'!$I$51*AR2138)","v":234},25]
[88048.035300000003,88048.052949999998,88,"X",48,"LH",13,"48LH13",353,529.5,187,{"$f":"MIN(I2139,360/'Roof Bay Analysis'!$I$51*K2139)","v":280.5},29,null,null,null,null,null,null,null,null,null,null,null,null,null,null,null,null,null,null,null,null,null,88048.028049999994,88,"X",48,"LH",13,"48LH13",353,529.5,187,{"$f":"MIN(AP2139,360/'Roof Bay Analysis'!$I$51*AR2139)","v":280.5},29]
[88048.041599999997,88048.062399999995,88,"X",48,"LH",14,"48LH14",416,624,220,{"$f":"MIN(I2140,360/'Roof Bay Analysis'!$I$51*K2140)","v":330},32,null,null,null,null,null,null,null,null,null,null,null,null,null,null,null,null,null,null,null,null,null,88048.032999999996,88,"X",48,"LH",14,"48LH14",416,624,220,{"$f":"MIN(AP2140,360/'Roof Bay Analysis'!$I$51*AR2140)","v":330},32]
[88048.0478,88048.0717,88,"X",48,"LH",15,"48LH15",478,717,252,{"$f":"MIN(I2141,360/'Roof Bay Analysis'!$I$51*K2141)","v":378},36,null,null,null,null,null,null,null,null,null,null,null,null,null,null,null,null,null,null,null,null,null,88048.037800000006,88,"X",48,"LH",15,"48LH15",478,717,252,{"$f":"MIN(AP2141,360/'Roof Bay Analysis'!$I$51*AR2141)","v":378},36]
[88048.055099999998,88048.082649999997,88,"X",48,"LH",16,"48LH16",551,826.5,289,{"$f":"MIN(I2142,360/'Roof Bay Analysis'!$I$51*K2142)","v":433.5},42,null,null,null,null,null,null,null,null,null,null,null,null,null,null,null,null,null,null,null,null,null,88048.043350000007,88,"X",48,"LH",16,"48LH16",551,826.5,289,{"$f":"MIN(AP2142,360/'Roof Bay Analysis'!$I$51*AR2142)","v":433.5},42]
[88048.061900000001,88048.092850000001,88,"X",48,"LH",17,"48LH17",619,928.5,324,{"$f":"MIN(I2143,360/'Roof Bay Analysis'!$I$51*K2143)","v":486},47,null,null,null,null,null,null,null,null,null,null,null,null,null,null,null,null,null,null,null,null,null,88048.048599999995,88,"X",48,"LH",17,"48LH17",619,928.5,324,{"$f":"MIN(AP2143,360/'Roof Bay Analysis'!$I$51*AR2143)","v":486},47]
[89044.019400000005,89044.0291,89,"X",44,"LH",9,"44LH 9",194,291,93,{"$f":"MIN(I2144,360/'Roof Bay Analysis'!$I$51*K2144)","v":139.5},19,null,null,null,null,null,null,null,null,null,null,null,null,null,null,null,null,null,null,null,null,null,89044.013949999993,89,"X",44,"LH",9,"44LH 9",194,291,93,{"$f":"MIN(AP2144,360/'Roof Bay Analysis'!$I$51*AR2144)","v":139.5},19]
[89044.021399999998,89044.032099999997,89,"X",44,"LH",10,"44LH10",214,321,103,{"$f":"MIN(I2145,360/'Roof Bay Analysis'!$I$51*K2145)","v":154.5},21,null,null,null,null,null,null,null,null,null,null,null,null,null,null,null,null,null,null,null,null,null,89044.015450000006,89,"X",44,"LH",10,"44LH10",214,321,103,{"$f":"MIN(AP2145,360/'Roof Bay Analysis'!$I$51*AR2145)","v":154.5},21]
[89044.023199999996,89044.034799999994,89,"X",44,"LH",11,"44LH11",232,348,111,{"$f":"MIN(I2146,360/'Roof Bay Analysis'!$I$51*K2146)","v":166.5},22,null,null,null,null,null,null,null,null,null,null,null,null,null,null,null,null,null,null,null,null,null,89044.016650000005,89,"X",44,"LH",11,"44LH11",232,348,111,{"$f":"MIN(AP2146,360/'Roof Bay Analysis'!$I$51*AR2146)","v":166.5},22]
[89044.028000000006,89044.042000000001,89,"X",44,"LH",12,"44LH12",280,420,134,{"$f":"MIN(I2147,360/'Roof Bay Analysis'!$I$51*K2147)","v":201},25,null,null,null,null,null,null,null,null,null,null,null,null,null,null,null,null,null,null,null,null,null,89044.020099999994,89,"X",44,"LH",12,"44LH12",280,420,134,{"$f":"MIN(AP2147,360/'Roof Bay Analysis'!$I$51*AR2147)","v":201},25]
[89044.033800000005,89044.050700000007,89,"X",44,"LH",13,"44LH13",338,507,161,{"$f":"MIN(I2148,360/'Roof Bay Analysis'!$I$51*K2148)","v":241.5},30,null,null,null,null,null,null,null,null,null,null,null,null,null,null,null,null,null,null,null,null,null,89044.024149999997,89,"X",44,"LH",13,"44LH13",338,507,161,{"$f":"MIN(AP2148,360/'Roof Bay Analysis'!$I$51*AR2148)","v":241.5},30]
[89044.037899999996,89044.056849999994,89,"X",44,"LH",14,"44LH14",379,568.5,181,{"$f":"MIN(I2149,360/'Roof Bay Analysis'!$I$51*K2149)","v":271.5},31,null,null,null,null,null,null,null,null,null,null,null,null,null,null,null,null,null,null,null,null,null,89044.027149999994,89,"X",44,"LH",14,"44LH14",379,568.5,181,{"$f":"MIN(AP2149,360/'Roof Bay Analysis'!$I$51*AR2149)","v":271.5},31]
[89044.044500000004,89044.066749999998,89,"X",44,"LH",15,"44LH15",445,667.5,211,{"$f":"MIN(I2150,360/'Roof Bay Analysis'!$I$51*K2150)","v":316.5},36,null,null,null,null,null,null,null,null,null,null,null,null,null,null,null,null,null,null,null,null,null,89044.031650000004,89,"X",44,"LH",15,"44LH15",445,667.5,211,{"$f":"MIN(AP2150,360/'Roof Bay Analysis'!$I$51*AR2150)","v":316.5},36]
[89044.051999999996,89044.077999999994,89,"X",44,"LH",16,"44LH16",520,780,246,{"$f":"MIN(I2151,360/'Roof Bay Analysis'!$I$51*K2151)","v":369},42,null,null,null,null,null,null,null,null,null,null,null,null,null,null,null,null,null,null,null,null,null,89044.036900000006,89,"X",44,"LH",16,"44LH16",520,780,246,{"$f":"MIN(AP2151,360/'Roof Bay Analysis'!$I$51*AR2151)","v":369},42]
[89044.058399999994,89044.087599999999,89,"X",44,"LH",17,"44LH17",584,876,276,{"$f":"MIN(I2152,360/'Roof Bay Analysis'!$I$51*K2152)","v":414},47,null,null,null,null,null,null,null,null,null,null,null,null,null,null,null,null,null,null,null,null,null,89044.041400000002,89,"X",44,"LH",17,"44LH17",584,876,276,{"$f":"MIN(AP2152,360/'Roof Bay Analysis'!$I$51*AR2152)","v":414},47]
[89048.021200000003,89048.031799999997,89,"X",48,"LH",10,"48LH10",212,318,112,{"$f":"MIN(I2153,360/'Roof Bay Analysis'!$I$51*K2153)","v":168},21,null,null,null,null,null,null,null,null,null,null,null,null,null,null,null,null,null,null,null,null,null,89048.016799999998,89,"X",48,"LH",10,"48LH10",212,318,112,{"$f":"MIN(AP2153,360/'Roof Bay Analysis'!$I$51*AR2153)","v":168},21]
[89048.022899999996,89048.034350000002,89,"X",48,"LH",11,"48LH11",229,343.5,120,{"$f":"MIN(I2154,360/'Roof Bay Analysis'!$I$51*K2154)","v":180},22,null,null,null,null,null,null,null,null,null,null,null,null,null,null,null,null,null,null,null,null,null,89048.017999999996,89,"X",48,"LH",11,"48LH11",229,343.5,120,{"$f":"MIN(AP2154,360/'Roof Bay Analysis'!$I$51*AR2154)","v":180},22]
[89048.028900000005,89048.043350000007,89,"X",48,"LH",12,"48LH12",289,433.5,151,{"$f":"MIN(I2155,360/'Roof Bay Analysis'!$I$51*K2155)","v":226.5},25,null,null,null,null,null,null,null,null,null,null,null,null,null,null,null,null,null,null,null,null,null,89048.022649999999,89,"X",48,"LH",12,"48LH12",289,433.5,151,{"$f":"MIN(AP2155,360/'Roof Bay Analysis'!$I$51*AR2155)","v":226.5},25]
[89048.034499999994,89048.051749999999,89,"X",48,"LH",13,"48LH13",345,517.5,180,{"$f":"MIN(I2156,360/'Roof Bay Analysis'!$I$51*K2156)","v":270},29,null,null,null,null,null,null,null,null,null,null,null,null,null,null,null,null,null,null,null,null,null,89048.027000000002,89,"X",48,"LH",13,"48LH13",345,517.5,180,{"$f":"MIN(AP2156,360/'Roof Bay Analysis'!$I$51*AR2156)","v":270},29]
[89048.040699999998,89048.061050000004,89,"X",48,"LH",14,"48LH14",407,610.5,212,{"$f":"MIN(I2157,360/'Roof Bay Analysis'!$I$51*K2157)","v":318},32,null,null,null,null,null,null,null,null,null,null,null,null,null,null,null,null,null,null,null,null,null,89048.031799999997,89,"X",48,"LH",14,"48LH14",407,610.5,212,{"$f":"MIN(AP2157,360/'Roof Bay Analysis'!$I$51*AR2157)","v":318},32]
[89048.046799999996,89048.070200000002,89,"X",48,"LH",15,"48LH15",468,702,244,{"$f":"MIN(I2158,360/'Roof Bay Analysis'!$I$51*K2158)","v":366},36,null,null,null,null,null,null,null,null,null,null,null,null,null,null,null,null,null,null,null,null,null,89048.036600000007,89,"X",48,"LH",15,"48LH15",468,702,244,{"$f":"MIN(AP2158,360/'Roof Bay Analysis'!$I$51*AR2158)","v":366},36]
[89048.054000000004,89048.081000000006,89,"X",48,"LH",16,"48LH16",540,810,280,{"$f":"MIN(I2159,360/'Roof Bay Analysis'!$I$51*K2159)","v":420},42,null,null,null,null,null,null,null,null,null,null,null,null,null,null,null,null,null,null,null,null,null,89048.042000000001,89,"X",48,"LH",16,"48LH16",540,810,280,{"$f":"MIN(AP2159,360/'Roof Bay Analysis'!$I$51*AR2159)","v":420},42]
[89048.060599999997,89048.090899999996,89,"X",48,"LH",17,"48LH17",606,909,314,{"$f":"MIN(I2160,360/'Roof Bay Analysis'!$I$51*K2160)","v":471},47,null,null,null,null,null,null,null,null,null,null,null,null,null,null,null,null,null,null,null,null,null,89048.047099999996,89,"X",48,"LH",17,"48LH17",606,909,314,{"$f":"MIN(AP2160,360/'Roof Bay Analysis'!$I$51*AR2160)","v":471},47]
[90048.020799999998,90048.031199999998,90,"X",48,"LH",10,"48LH10",208,312,108,{"$f":"MIN(I2161,360/'Roof Bay Analysis'!$I$51*K2161)","v":162},21,null,null,null,null,null,null,null,null,null,null,null,null,null,null,null,null,null,null,null,null,null,90048.016199999998,90,"X",48,"LH",10,"48LH10",208,312,108,{"$f":"MIN(AP2161,360/'Roof Bay Analysis'!$I$51*AR2161)","v":162},21]
[90048.022500000006,90048.033750000002,90,"X",48,"LH",11,"48LH11",225,337.5,117,{"$f":"MIN(I2162,360/'Roof Bay Analysis'!$I$51*K2162)","v":175.5},22,null,null,null,null,null,null,null,null,null,null,null,null,null,null,null,null,null,null,null,null,null,90048.017550000004,90,"X",48,"LH",11,"48LH11",225,337.5,117,{"$f":"MIN(AP2162,360/'Roof Bay Analysis'!$I$51*AR2162)","v":175.5},22]
[90048.028300000005,90048.042449999994,90,"X",48,"LH",12,"48LH12",283,424.5,147,{"$f":"MIN(I2163,360/'Roof Bay Analysis'!$I$51*K2163)","v":220.5},25,null,null,null,null,null,null,null,null,null,null,null,null,null,null,null,null,null,null,null,null,null,90048.02205,90,"X",48,"LH",12,"48LH12",283,424.5,147,{"$f":"MIN(AP2163,360/'Roof Bay Analysis'!$I$51*AR2163)","v":220.5},25]
[90048.033800000005,90048.050700000007,90,"X",48,"LH",13,"48LH13",338,507,175,{"$f":"MIN(I2164,360/'Roof Bay Analysis'!$I$51*K2164)","v":262.5},29,null,null,null,null,null,null,null,null,null,null,null,null,null,null,null,null,null,null,null,null,null,90048.026249999995,90,"X",48,"LH",13,"48LH13",338,507,175,{"$f":"MIN(AP2164,360/'Roof Bay Analysis'!$I$51*AR2164)","v":262.5},29]
[90048.039900000003,90048.059850000005,90,"X",48,"LH",14,"48LH14",399,598.5,206,{"$f":"MIN(I2165,360/'Roof Bay Analysis'!$I$51*K2165)","v":309},32,null,null,null,null,null,null,null,null,null,null,null,null,null,null,null,null,null,null,null,null,null,90048.030899999998,90,"X",48,"LH",14,"48LH14",399,598.5,206,{"$f":"MIN(AP2165,360/'Roof Bay Analysis'!$I$51*AR2165)","v":309},32]
[90048.045800000007,90048.068700000003,90,"X",48,"LH",15,"48LH15",458,687,236,{"$f":"MIN(I2166,360/'Roof Bay Analysis'!$I$51*K2166)","v":354},36,null,null,null,null,null,null,null,null,null,null,null,null,null,null,null,null,null,null,null,null,null,90048.035399999993,90,"X",48,"LH",15,"48LH15",458,687,236,{"$f":"MIN(AP2166,360/'Roof Bay Analysis'!$I$51*AR2166)","v":354},36]
[90048.052800000005,90048.079199999993,90,"X",48,"LH",16,"48LH16",528,792,271,{"$f":"MIN(I2167,360/'Roof Bay Analysis'!$I$51*K2167)","v":406.5},42,null,null,null,null,null,null,null,null,null,null,null,null,null,null,null,null,null,null,null,null,null,90048.040649999995,90,"X",48,"LH",16,"48LH16",528,792,271,{"$f":"MIN(AP2167,360/'Roof Bay Analysis'!$I$51*AR2167)","v":406.5},42]
[90048.059299999994,90048.088950000005,90,"X",48,"LH",17,"48LH17",593,889.5,304,{"$f":"MIN(I2168,360/'Roof Bay Analysis'!$I$51*K2168)","v":456},47,null,null,null,null,null,null,null,null,null,null,null,null,null,null,null,null,null,null,null,null,null,90048.045599999998,90,"X",48,"LH",17,"48LH17",593,889.5,304,{"$f":"MIN(AP2168,360/'Roof Bay Analysis'!$I$51*AR2168)","v":456},47]
[91048.020399999994,91048.030599999998,91,"X",48,"LH",10,"48LH10",204,306,105,{"$f":"MIN(I2169,360/'Roof Bay Analysis'!$I$51*K2169)","v":157.5},21,null,null,null,null,null,null,null,null,null,null,null,null,null,null,null,null,null,null,null,null,null,91048.015750000006,91,"X",48,"LH",10,"48LH10",204,306,105,{"$f":"MIN(AP2169,360/'Roof Bay Analysis'!$I$51*AR2169)","v":157.5},21]
[91048.021999999997,91048.032999999996,91,"X",48,"LH",11,"48LH11",220,330,113,{"$f":"MIN(I2170,360/'Roof Bay Analysis'!$I$51*K2170)","v":169.5},22,null,null,null,null,null,null,null,null,null,null,null,null,null,null,null,null,null,null,null,null,null,91048.016950000005,91,"X",48,"LH",11,"48LH11",220,330,113,{"$f":"MIN(AP2170,360/'Roof Bay Analysis'!$I$51*AR2170)","v":169.5},22]
[91048.027700000006,91048.041549999994,91,"X",48,"LH",12,"48LH12",277,415.5,142,{"$f":"MIN(I2171,360/'Roof Bay Analysis'!$I$51*K2171)","v":213},25,null,null,null,null,null,null,null,null,null,null,null,null,null,null,null,null,null,null,null,null,null,91048.021299999993,91,"X",48,"LH",12,"48LH12",277,415.5,142,{"$f":"MIN(AP2171,360/'Roof Bay Analysis'!$I$51*AR2171)","v":213},25]
[91048.033200000005,91048.049799999993,91,"X",48,"LH",13,"48LH13",332,498,170,{"$f":"MIN(I2172,360/'Roof Bay Analysis'!$I$51*K2172)","v":255},29,null,null,null,null,null,null,null,null,null,null,null,null,null,null,null,null,null,null,null,null,null,91048.025500000003,91,"X",48,"LH",13,"48LH13",332,498,170,{"$f":"MIN(AP2172,360/'Roof Bay Analysis'!$I$51*AR2172)","v":255},29]
[91048.039000000004,91048.058499999999,91,"X",48,"LH",14,"48LH14",390,585,199,{"$f":"MIN(I2173,360/'Roof Bay Analysis'!$I$51*K2173)","v":298.5},32,null,null,null,null,null,null,null,null,null,null,null,null,null,null,null,null,null,null,null,null,null,91048.029850000006,91,"X",48,"LH",14,"48LH14",390,585,199,{"$f":"MIN(AP2173,360/'Roof Bay Analysis'!$I$51*AR2173)","v":298.5},32]
[91048.044800000003,91048.067200000005,91,"X",48,"LH",15,"48LH15",448,672,228,{"$f":"MIN(I2174,360/'Roof Bay Analysis'!$I$51*K2174)","v":342},36,null,null,null,null,null,null,null,null,null,null,null,null,null,null,null,null,null,null,null,null,null,91048.034199999995,91,"X",48,"LH",15,"48LH15",448,672,228,{"$f":"MIN(AP2174,360/'Roof Bay Analysis'!$I$51*AR2174)","v":342},36]
[91048.051800000001,91048.077699999994,91,"X",48,"LH",16,"48LH16",518,777,263,{"$f":"MIN(I2175,360/'Roof Bay Analysis'!$I$51*K2175)","v":394.5},42,null,null,null,null,null,null,null,null,null,null,null,null,null,null,null,null,null,null,null,null,null,91048.039449999997,91,"X",48,"LH",16,"48LH16",518,777,263,{"$f":"MIN(AP2175,360/'Roof Bay Analysis'!$I$51*AR2175)","v":394.5},42]
[91048.058099999995,91048.087150000007,91,"X",48,"LH",17,"48LH17",581,871.5,294,{"$f":"MIN(I2176,360/'Roof Bay Analysis'!$I$51*K2176)","v":441},47,null,null,null,null,null,null,null,null,null,null,null,null,null,null,null,null,null,null,null,null,null,91048.044099999999,91,"X",48,"LH",17,"48LH17",581,871.5,294,{"$f":"MIN(AP2176,360/'Roof Bay Analysis'!$I$51*AR2176)","v":441},47]
[92048.02,92048.03,92,"X",48,"LH",10,"48LH10",200,300,102,{"$f":"MIN(I2177,360/'Roof Bay Analysis'!$I$51*K2177)","v":153},21,null,null,null,null,null,null,null,null,null,null,null,null,null,null,null,null,null,null,null,null,null,92048.015299999999,92,"X",48,"LH",10,"48LH10",200,300,102,{"$f":"MIN(AP2177,360/'Roof Bay Analysis'!$I$51*AR2177)","v":153},21]
[92048.021599999993,92048.032399999996,92,"X",48,"LH",11,"48LH11",216,324,110,{"$f":"MIN(I2178,360/'Roof Bay Analysis'!$I$51*K2178)","v":165},22,null,null,null,null,null,null,null,null,null,null,null,null,null,null,null,null,null,null,null,null,null,92048.016499999998,92,"X",48,"LH",11,"48LH11",216,324,110,{"$f":"MIN(AP2178,360/'Roof Bay Analysis'!$I$51*AR2178)","v":165},22]
[92048.027199999997,92048.040800000002,92,"X",48,"LH",12,"48LH12",272,408,138,{"$f":"MIN(I2179,360/'Roof Bay Analysis'!$I$51*K2179)","v":207},25,null,null,null,null,null,null,null,null,null,null,null,null,null,null,null,null,null,null,null,null,null,92048.020699999994,92,"X",48,"LH",12,"48LH12",272,408,138,{"$f":"MIN(AP2179,360/'Roof Bay Analysis'!$I$51*AR2179)","v":207},25]
[{"$f":"C2180*1000+E2180+I2180/10000","v":92048.032500000001},{"$f":"C2180*1000+E2180+J2180/10000","v":92048.048750000002},92,"X",48,"LH",13,"48LH13",325,{"$f":"1.5*I2180","v":487.5},164,{"$f":"MIN(I2180,360/'Roof Bay Analysis'!$I$51*K2180)","v":246},29,null,null,null,null,null,null,null,null,null,null,null,null,null,null,null,null,null,null,null,null,null,{"$f":"AJ2180*1000+AL2180+AS2180/10000","v":92048.024600000004},92,"X",48,"LH",13,"48LH13",325,{"$f":"1.5*AP2180","v":487.5},164,{"$f":"MIN(AP2180,360/'Roof Bay Analysis'!$I$51*AR2180)","v":246},29]
[92048.0383,92048.057449999993,92,"X",{"$f":"VALUE(LEFT(H2181,2))","v":48},{"$f":"MID(H2181,3,LEN(H2181)-4)","v":"LH"},{"$f":"VALUE(RIGHT(H2181,2))","v":14},"48LH14",383,574.5,193,{"$f":"MIN(I2181,360/'Roof Bay Analysis'!$I$51*K2181)","v":289.5},32,null,null,null,null,null,null,null,null,null,null,null,null,null,null,null,null,null,null,null,null,null,92048.028950000007,92,"X",{"$f":"VALUE(LEFT(AO2181,2))","v":48},{"$f":"MID(AO2181,3,LEN(AO2181)-4)","v":"LH"},{"$f":"VALUE(RIGHT(AO2181,2))","v":14},"48LH14",383,574.5,193,{"$f":"MIN(AP2181,360/'Roof Bay Analysis'!$I$51*AR2181)","v":289.5},32]
[92048.043900000004,92048.065849999999,92,"X",48,"LH",15,"48LH15",439,658.5,221,{"$f":"MIN(I2182,360/'Roof Bay Analysis'!$I$51*K2182)","v":331.5},36,null,null,null,null,null,null,null,null,null,null,null,null,null,null,null,null,null,null,null,null,null,92048.033150000003,92,"X",48,"LH",15,"48LH15",439,658.5,221,{"$f":"MIN(AP2182,360/'Roof Bay Analysis'!$I$51*AR2182)","v":331.5},36]
[92048.050700000007,92048.076050000003,92,"X",48,"LH",16,"48LH16",507,760.5,255,{"$f":"MIN(I2183,360/'Roof Bay Analysis'!$I$51*K2183)","v":382.5},42,null,null,null,null,null,null,null,null,null,null,null,null,null,null,null,null,null,null,null,null,null,92048.038249999998,92,"X",48,"LH",16,"48LH16",507,760.5,255,{"$f":"MIN(AP2183,360/'Roof Bay Analysis'!$I$51*AR2183)","v":382.5},42]
[92048.056899999996,92048.085349999994,92,"X",48,"LH",17,"48LH17",569,853.5,285,{"$f":"MIN(I2184,360/'Roof Bay Analysis'!$I$51*K2184)","v":427.5},47,null,null,null,null,null,null,null,null,null,null,null,null,null,null,null,null,null,null,null,null,null,92048.042749999993,92,"X",48,"LH",17,"48LH17",569,853.5,285,{"$f":"MIN(AP2184,360/'Roof Bay Analysis'!$I$51*AR2184)","v":427.5},47]
[93048.0196,93048.029399999999,93,"X",48,"LH",10,"48LH10",196,294,99,{"$f":"MIN(I2185,360/'Roof Bay Analysis'!$I$51*K2185)","v":148.5},21,null,null,null,null,null,null,null,null,null,null,null,null,null,null,null,null,null,null,null,null,null,93048.014850000007,93,"X",48,"LH",10,"48LH10",196,294,99,{"$f":"MIN(AP2185,360/'Roof Bay Analysis'!$I$51*AR2185)","v":148.5},21]
[93048.021200000003,93048.031799999997,93,"X",48,"LH",11,"48LH11",212,318,106,{"$f":"MIN(I2186,360/'Roof Bay Analysis'!$I$51*K2186)","v":159},22,null,null,null,null,null,null,null,null,null,null,null,null,null,null,null,null,null,null,null,null,null,93048.015899999999,93,"X",48,"LH",11,"48LH11",212,318,106,{"$f":"MIN(AP2186,360/'Roof Bay Analysis'!$I$51*AR2186)","v":159},22]
[93048.026599999997,93048.039900000003,93,"X",48,"LH",12,"48LH12",266,399,133,{"$f":"MIN(I2187,360/'Roof Bay Analysis'!$I$51*K2187)","v":199.5},25,null,null,null,null,null,null,null,null,null,null,null,null,null,null,null,null,null,null,null,null,null,93048.019950000002,93,"X",48,"LH",12,"48LH12",266,399,133,{"$f":"MIN(AP2187,360/'Roof Bay Analysis'!$I$51*AR2187)","v":199.5},25]
[93048.031799999997,93048.047699999996,93,"X",48,"LH",13,"48LH13",318,477,159,{"$f":"MIN(I2188,360/'Roof Bay Analysis'!$I$51*K2188)","v":238.5},29,null,null,null,null,null,null,null,null,null,null,null,null,null,null,null,null,null,null,null,null,null,93048.023849999998,93,"X",48,"LH",13,"48LH13",318,477,159,{"$f":"MIN(AP2188,360/'Roof Bay Analysis'!$I$51*AR2188)","v":238.5},29]
[93048.037500000006,93048.056249999994,93,"X",48,"LH",14,"48LH14",375,562.5,187,{"$f":"MIN(I2189,360/'Roof Bay Analysis'!$I$51*K2189)","v":280.5},32,null,null,null,null,null,null,null,null,null,null,null,null,null,null,null,null,null,null,null,null,null,93048.028049999994,93,"X",48,"LH",14,"48LH14",375,562.5,187,{"$f":"MIN(AP2189,360/'Roof Bay Analysis'!$I$51*AR2189)","v":280.5},32]
[93048.043000000005,93048.064499999993,93,"X",48,"LH",15,"48LH15",430,645,214,{"$f":"MIN(I2190,360/'Roof Bay Analysis'!$I$51*K2190)","v":321},36,null,null,null,null,null,null,null,null,null,null,null,null,null,null,null,null,null,null,null,null,null,93048.032099999997,93,"X",48,"LH",15,"48LH15",430,645,214,{"$f":"MIN(AP2190,360/'Roof Bay Analysis'!$I$51*AR2190)","v":321},36]
[93048.049700000003,93048.074550000005,93,"X",48,"LH",16,"48LH16",497,745.5,247,{"$f":"MIN(I2191,360/'Roof Bay Analysis'!$I$51*K2191)","v":370.5},42,null,null,null,null,null,null,null,null,null,null,null,null,null,null,null,null,null,null,null,null,null,93048.037049999999,93,"X",48,"LH",16,"48LH16",497,745.5,247,{"$f":"MIN(AP2191,360/'Roof Bay Analysis'!$I$51*AR2191)","v":370.5},42]
[93048.055800000002,93048.083700000003,93,"X",48,"LH",17,"48LH17",558,837,276,{"$f":"MIN(I2192,360/'Roof Bay Analysis'!$I$51*K2192)","v":414},47,null,null,null,null,null,null,null,null,null,null,null,null,null,null,null,null,null,null,null,null,null,93048.041400000002,93,"X",48,"LH",17,"48LH17",558,837,276,{"$f":"MIN(AP2192,360/'Roof Bay Analysis'!$I$51*AR2192)","v":414},47]
[94048.019199999995,94048.0288,94,"X",48,"LH",10,"48LH10",192,288,96,{"$f":"MIN(I2193,360/'Roof Bay Analysis'!$I$51*K2193)","v":144},21,null,null,null,null,null,null,null,null,null,null,null,null,null,null,null,null,null,null,null,null,null,94048.0144,94,"X",48,"LH",10,"48LH10",192,288,96,{"$f":"MIN(AP2193,360/'Roof Bay Analysis'!$I$51*AR2193)","v":144},21]
[94048.020799999998,94048.031199999998,94,"X",48,"LH",11,"48LH11",208,312,103,{"$f":"MIN(I2194,360/'Roof Bay Analysis'!$I$51*K2194)","v":154.5},22,null,null,null,null,null,null,null,null,null,null,null,null,null,null,null,null,null,null,null,null,null,94048.015450000006,94,"X",48,"LH",11,"48LH11",208,312,103,{"$f":"MIN(AP2194,360/'Roof Bay Analysis'!$I$51*AR2194)","v":154.5},22]
[94048.026100000003,94048.039149999997,94,"X",48,"LH",12,"48LH12",261,391.5,129,{"$f":"MIN(I2195,360/'Roof Bay Analysis'!$I$51*K2195)","v":193.5},25,null,null,null,null,null,null,null,null,null,null,null,null,null,null,null,null,null,null,null,null,null,94048.019350000002,94,"X",48,"LH",12,"48LH12",261,391.5,129,{"$f":"MIN(AP2195,360/'Roof Bay Analysis'!$I$51*AR2195)","v":193.5},25]
[94048.031199999998,94048.046799999996,94,"X",48,"LH",13,"48LH13",312,468,154,{"$f":"MIN(I2196,360/'Roof Bay Analysis'!$I$51*K2196)","v":231},29,null,null,null,null,null,null,null,null,null,null,null,null,null,null,null,null,null,null,null,null,null,94048.023100000006,94,"X",48,"LH",13,"48LH13",312,468,154,{"$f":"MIN(AP2196,360/'Roof Bay Analysis'!$I$51*AR2196)","v":231},29]
[94048.036699999997,94048.055049999995,94,"X",48,"LH",14,"48LH14",367,550.5,181,{"$f":"MIN(I2197,360/'Roof Bay Analysis'!$I$51*K2197)","v":271.5},32,null,null,null,null,null,null,null,null,null,null,null,null,null,null,null,null,null,null,null,null,null,94048.027149999994,94,"X",48,"LH",14,"48LH14",367,550.5,181,{"$f":"MIN(AP2197,360/'Roof Bay Analysis'!$I$51*AR2197)","v":271.5},32]
[94048.042199999996,94048.063299999994,94,"X",48,"LH",15,"48LH15",422,633,208,{"$f":"MIN(I2198,360/'Roof Bay Analysis'!$I$51*K2198)","v":312},36,null,null,null,null,null,null,null,null,null,null,null,null,null,null,null,null,null,null,null,null,null,94048.031199999998,94,"X",48,"LH",15,"48LH15",422,633,208,{"$f":"MIN(AP2198,360/'Roof Bay Analysis'!$I$51*AR2198)","v":312},36]
[94048.048699999999,94048.073050000006,94,"X",48,"LH",16,"48LH16",487,730.5,239,{"$f":"MIN(I2199,360/'Roof Bay Analysis'!$I$51*K2199)","v":358.5},42,null,null,null,null,null,null,null,null,null,null,null,null,null,null,null,null,null,null,null,null,null,94048.03585,94,"X",48,"LH",16,"48LH16",487,730.5,239,{"$f":"MIN(AP2199,360/'Roof Bay Analysis'!$I$51*AR2199)","v":358.5},42]
[94048.054699999993,94048.082049999997,94,"X",48,"LH",17,"48LH17",547,820.5,268,{"$f":"MIN(I2200,360/'Roof Bay Analysis'!$I$51*K2200)","v":402},47,null,null,null,null,null,null,null,null,null,null,null,null,null,null,null,null,null,null,null,null,null,94048.040200000003,94,"X",48,"LH",17,"48LH17",547,820.5,268,{"$f":"MIN(AP2200,360/'Roof Bay Analysis'!$I$51*AR2200)","v":402},47]
[95048.018800000005,95048.028200000001,95,"X",48,"LH",10,"48LH10",188,282,93,{"$f":"MIN(I2201,360/'Roof Bay Analysis'!$I$51*K2201)","v":139.5},21,null,null,null,null,null,null,null,null,null,null,null,null,null,null,null,null,null,null,null,null,null,95048.013949999993,95,"X",48,"LH",10,"48LH10",188,282,93,{"$f":"MIN(AP2201,360/'Roof Bay Analysis'!$I$51*AR2201)","v":139.5},21]
[95048.020399999994,95048.030599999998,95,"X",48,"LH",11,"48LH11",204,306,100,{"$f":"MIN(I2202,360/'Roof Bay Analysis'!$I$51*K2202)","v":150},22,null,null,null,null,null,null,null,null,null,null,null,null,null,null,null,null,null,null,null,null,null,95048.014999999999,95,"X",48,"LH",11,"48LH11",204,306,100,{"$f":"MIN(AP2202,360/'Roof Bay Analysis'!$I$51*AR2202)","v":150},22]
[95048.025599999994,95048.038400000005,95,"X",48,"LH",12,"48LH12",256,384,126,{"$f":"MIN(I2203,360/'Roof Bay Analysis'!$I$51*K2203)","v":189},25,null,null,null,null,null,null,null,null,null,null,null,null,null,null,null,null,null,null,null,null,null,95048.018899999995,95,"X",48,"LH",12,"48LH12",256,384,126,{"$f":"MIN(AP2203,360/'Roof Bay Analysis'!$I$51*AR2203)","v":189},25]
[95048.030599999998,95048.045899999997,95,"X",48,"LH",13,"48LH13",306,459,150,{"$f":"MIN(I2204,360/'Roof Bay Analysis'!$I$51*K2204)","v":225},29,null,null,null,null,null,null,null,null,null,null,null,null,null,null,null,null,null,null,null,null,null,95048.022500000006,95,"X",48,"LH",13,"48LH13",306,459,150,{"$f":"MIN(AP2204,360/'Roof Bay Analysis'!$I$51*AR2204)","v":225},29]
[95048.035999999993,95048.054000000004,95,"X",48,"LH",14,"48LH14",360,540,176,{"$f":"MIN(I2205,360/'Roof Bay Analysis'!$I$51*K2205)","v":264},32,null,null,null,null,null,null,null,null,null,null,null,null,null,null,null,null,null,null,null,null,null,95048.026400000002,95,"X",48,"LH",14,"48LH14",360,540,176,{"$f":"MIN(AP2205,360/'Roof Bay Analysis'!$I$51*AR2205)","v":264},32]
[95048.041299999997,95048.061950000003,95,"X",48,"LH",15,"48LH15",413,619.5,201,{"$f":"MIN(I2206,360/'Roof Bay Analysis'!$I$51*K2206)","v":301.5},36,null,null,null,null,null,null,null,null,null,null,null,null,null,null,null,null,null,null,null,null,null,95048.030150000006,95,"X",48,"LH",15,"48LH15",413,619.5,201,{"$f":"MIN(AP2206,360/'Roof Bay Analysis'!$I$51*AR2206)","v":301.5},36]
[95048.047699999996,95048.071549999993,95,"X",48,"LH",16,"48LH16",477,715.5,232,{"$f":"MIN(I2207,360/'Roof Bay Analysis'!$I$51*K2207)","v":348},42,null,null,null,null,null,null,null,null,null,null,null,null,null,null,null,null,null,null,null,null,null,95048.034799999994,95,"X",48,"LH",16,"48LH16",477,715.5,232,{"$f":"MIN(AP2207,360/'Roof Bay Analysis'!$I$51*AR2207)","v":348},42]
[95048.053599999999,95048.080400000006,95,"X",48,"LH",17,"48LH17",536,804,260,{"$f":"MIN(I2208,360/'Roof Bay Analysis'!$I$51*K2208)","v":390},47,null,null,null,null,null,null,null,null,null,null,null,null,null,null,null,null,null,null,null,null,null,95048.039000000004,95,"X",48,"LH",17,"48LH17",536,804,260,{"$f":"MIN(AP2208,360/'Roof Bay Analysis'!$I$51*AR2208)","v":390},47]
[96048.018500000006,96048.027749999994,96,"X",48,"LH",10,"48LH10",185,277.5,90,{"$f":"MIN(I2209,360/'Roof Bay Analysis'!$I$51*K2209)","v":135},21,null,null,null,null,null,null,null,null,null,null,null,null,null,null,null,null,null,null,null,null,null,96048.013500000001,96,"X",48,"LH",10,"48LH10",185,277.5,90,{"$f":"MIN(AP2209,360/'Roof Bay Analysis'!$I$51*AR2209)","v":135},21]
[96048.02,96048.03,96,"X",48,"LH",11,"48LH11",200,300,97,{"$f":"MIN(I2210,360/'Roof Bay Analysis'!$I$51*K2210)","v":145.5},22,null,null,null,null,null,null,null,null,null,null,null,null,null,null,null,null,null,null,null,null,null,96048.014550000007,96,"X",48,"LH",11,"48LH11",200,300,97,{"$f":"MIN(AP2210,360/'Roof Bay Analysis'!$I$51*AR2210)","v":145.5},22]
[96048.025099999999,96048.037649999998,96,"X",48,"LH",12,"48LH12",251,376.5,122,{"$f":"MIN(I2211,360/'Roof Bay Analysis'!$I$51*K2211)","v":183},25,null,null,null,null,null,null,null,null,null,null,null,null,null,null,null,null,null,null,null,null,null,96048.018299999996,96,"X",48,"LH",12,"48LH12",251,376.5,122,{"$f":"MIN(AP2211,360/'Roof Bay Analysis'!$I$51*AR2211)","v":183},25]
[96048.03,96048.044999999998,96,"X",48,"LH",13,"48LH13",300,450,145,{"$f":"MIN(I2212,360/'Roof Bay Analysis'!$I$51*K2212)","v":217.5},29,null,null,null,null,null,null,null,null,null,null,null,null,null,null,null,null,null,null,null,null,null,96048.02175,96,"X",48,"LH",13,"48LH13",300,450,145,{"$f":"MIN(AP2212,360/'Roof Bay Analysis'!$I$51*AR2212)","v":217.5},29]
[96048.035300000003,96048.052949999998,96,"X",48,"LH",14,"48LH14",353,529.5,171,{"$f":"MIN(I2213,360/'Roof Bay Analysis'!$I$51*K2213)","v":256.5},32,null,null,null,null,null,null,null,null,null,null,null,null,null,null,null,null,null,null,null,null,null,96048.025649999996,96,"X",48,"LH",14,"48LH14",353,529.5,171,{"$f":"MIN(AP2213,360/'Roof Bay Analysis'!$I$51*AR2213)","v":256.5},32]
[96048.040500000003,96048.060750000004,96,"X",48,"LH",15,"48LH15",405,607.5,195,{"$f":"MIN(I2214,360/'Roof Bay Analysis'!$I$51*K2214)","v":292.5},36,null,null,null,null,null,null,null,null,null,null,null,null,null,null,null,null,null,null,null,null,null,96048.029250000007,96,"X",48,"LH",15,"48LH15",405,607.5,195,{"$f":"MIN(AP2214,360/'Roof Bay Analysis'!$I$51*AR2214)","v":292.5},36]
[96048.046799999996,96048.070200000002,96,"X",48,"LH",16,"48LH16",468,702,225,{"$f":"MIN(I2215,360/'Roof Bay Analysis'!$I$51*K2215)","v":337.5},42,null,null,null,null,null,null,null,null,null,null,null,null,null,null,null,null,null,null,null,null,null,96048.033750000002,96,"X",48,"LH",16,"48LH16",468,702,225,{"$f":"MIN(AP2215,360/'Roof Bay Analysis'!$I$51*AR2215)","v":337.5},42]
[96048.052500000005,96048.078750000001,96,"X",48,"LH",17,"48LH17",525,787.5,252,{"$f":"MIN(I2216,360/'Roof Bay Analysis'!$I$51*K2216)","v":378},47,null,null,null,null,null,null,null,null,null,null,null,null,null,null,null,null,null,null,null,null,null,96048.037800000006,96,"X",48,"LH",17,"48LH17",525,787.5,252,{"$f":"MIN(AP2216,360/'Roof Bay Analysis'!$I$51*AR2216)","v":378},47]
[97048.018100000001,97048.027149999994,97,"X",48,"LH",10,"48LH10",181,271.5,87,{"$f":"MIN(I2217,360/'Roof Bay Analysis'!$I$51*K2217)","v":130.5},21,null,null,null,null,null,null,null,null,null,null,null,null,null,null,null,null,null,null,null,null,null,97048.013049999994,97,"X",48,"LH",10,"48LH10",181,271.5,87,{"$f":"MIN(AP2217,360/'Roof Bay Analysis'!$I$51*AR2217)","v":130.5},21]
[97048.0196,97048.029399999999,97,"X",48,"LH",11,"48LH11",196,294,94,{"$f":"MIN(I2218,360/'Roof Bay Analysis'!$I$51*K2218)","v":141},22,null,null,null,null,null,null,null,null,null,null,null,null,null,null,null,null,null,null,null,null,null,97048.0141,97,"X",48,"LH",11,"48LH11",196,294,94,{"$f":"MIN(AP2218,360/'Roof Bay Analysis'!$I$51*AR2218)","v":141},22]
[97048.024600000004,97048.036900000006,97,"X",48,"LH",12,"48LH12",246,369,118,{"$f":"MIN(I2219,360/'Roof Bay Analysis'!$I$51*K2219)","v":177},25,null,null,null,null,null,null,null,null,null,null,null,null,null,null,null,null,null,null,null,null,null,97048.017699999997,97,"X",48,"LH",12,"48LH12",246,369,118,{"$f":"MIN(AP2219,360/'Roof Bay Analysis'!$I$51*AR2219)","v":177},25]
[97048.029399999999,97048.044099999999,97,"X",48,"LH",13,"48LH13",294,441,141,{"$f":"MIN(I2220,360/'Roof Bay Analysis'!$I$51*K2220)","v":211.5},29,null,null,null,null,null,null,null,null,null,null,null,null,null,null,null,null,null,null,null,null,null,97048.02115,97,"X",48,"LH",13,"48LH13",294,441,141,{"$f":"MIN(AP2220,360/'Roof Bay Analysis'!$I$51*AR2220)","v":211.5},29]
[97048.034599999999,97048.051900000006,97,"X",48,"LH",14,"48LH14",346,519,165,{"$f":"MIN(I2221,360/'Roof Bay Analysis'!$I$51*K2221)","v":247.5},32,null,null,null,null,null,null,null,null,null,null,null,null,null,null,null,null,null,null,null,null,null,97048.024749999997,97,"X",48,"LH",14,"48LH14",346,519,165,{"$f":"MIN(AP2221,360/'Roof Bay Analysis'!$I$51*AR2221)","v":247.5},32]
[97048.039699999994,97048.059550000005,97,"X",48,"LH",15,"48LH15",397,595.5,189,{"$f":"MIN(I2222,360/'Roof Bay Analysis'!$I$51*K2222)","v":283.5},36,null,null,null,null,null,null,null,null,null,null,null,null,null,null,null,null,null,null,null,null,null,97048.028349999993,97,"X",48,"LH",15,"48LH15",397,595.5,189,{"$f":"MIN(AP2222,360/'Roof Bay Analysis'!$I$51*AR2222)","v":283.5},36]
[97048.045899999997,97048.068849999996,97,"X",48,"LH",16,"48LH16",459,688.5,218,{"$f":"MIN(I2223,360/'Roof Bay Analysis'!$I$51*K2223)","v":327},42,null,null,null,null,null,null,null,null,null,null,null,null,null,null,null,null,null,null,null,null,null,97048.032699999996,97,"X",48,"LH",16,"48LH16",459,688.5,218,{"$f":"MIN(AP2223,360/'Roof Bay Analysis'!$I$51*AR2223)","v":327},42]
[97048.051500000001,97048.077250000002,97,"X",48,"LH",17,"48LH17",515,772.5,245,{"$f":"MIN(I2224,360/'Roof Bay Analysis'!$I$51*K2224)","v":367.5},47,null,null,null,null,null,null,null,null,null,null,null,null,null,null,null,null,null,null,null,null,null,97048.036749999999,97,"X",48,"LH",17,"48LH17",515,772.5,245,{"$f":"MIN(AP2224,360/'Roof Bay Analysis'!$I$51*AR2224)","v":367.5},47]
[999000,999000,999,"X",0,0,0,0,0,0,0,0,0,null,null,null,null,null,null,null,null,null,null,null,null,null,null,null,null,null,null,null,null,null,999000,999,"X",0,0,0,0,0,0,0,0,0]

{"sheet":"LH No X","index":9,"n_rows":1109,"n_cols":56,"rows_kept":1109,"cut":false,"hidden":true,"merged":[[1,54,1,55],[0,0,0,12],[0,18,0,20],[0,34,0,45],[1,4,1,7],[1,37,1,40]]}
["JOIST SELECTION TABLE (sorted by span, then joist depth, then black total ASD loads, then weight)",null,null,null,null,null,null,null,null,null,null,null,null,null,{"$f":"'Roof Bay Analysis'!D8","v":"ASD"},"Span",{"$f":"ROUNDUP('Roof Bay Analysis'!E11,0)","v":30},"ft.","Joist Depths",null,null,null,null,null,null,null,null,null,null,null,null,null,null,null,"JOIST SELECTION TABLE (sorted by span, then joist depth, then red L/360 deflection loads, then weight)"]
["ASD ID","LRFD ID","Span","Requires","Joist Type",null,null,null,"ASD Load","LRFD Load","L/360 Load",{"$f":"\"L/\"&'Roof Bay Analysis'!$I$51&\" Load\"","v":"L/240 Load"},"Weight",null,null,"Applied Total Load",{"$f":"'Roof Bay Analysis'!D76","v":187.38749999999999},"plf","Min.",{"$f":"MAX('Roof Bay Analysis'!D50:D51)","v":16},"in.",null,null,null,null,null,null,null,null,null,null,null,null,null,{"$f":"\"L/\"&'Roof Bay Analysis'!$I$51&\" ID\"","v":"L/240 ID"},"Span","Requires","Joist Type",null,null,null,"ASD Load","LRFD Load","L/360 Load",{"$f":"\"L/\"&'Roof Bay Analysis'!$I$51&\" Load\"","v":"L/240 Load"},"Weight",null,"Joist","Span","Load","IJ",null,null,null,"From Vulcraft"]
[null,null,"ft.","X-Bridging",null,null,null,null,"plf","plf","plf","plf","plf",null,null,{"$f":"\"Applied L/\"&'Roof Bay Analysis'!$I$51&\" Load\"","v":"Applied L/240 Load"},{"$f":"MAX('Roof Bay Analysis'!Y83:Z83)","v":125},"plf","Max.",{"$f":"MIN('Roof Bay Analysis'!D52:D53)","v":30},"in.",null,null,null,null,null,null,null,null,null,null,null,null,null,null,"ft.","X-Bridging",null,null,null,null,"plf","plf","plf","plf","plf",null,"Type","ft.","plf","in.^4",null,"Comparison",null,"Joist","Ixx"]
[{"$f":"C4*1000+E4+I4/10000","v":10000},{"$f":"C4*1000+E4+J4/10000","v":10000},10,null,0,0,0,0,0,{"$f":"1.5*I4","v":0},0,{"$f":"MIN(I4,360/'Roof Bay Analysis'!$I$51*K4)","v":0},0,null,null,null,null,null,null,null,null,null,null,null,null,null,null,null,null,null,null,null,null,null,{"$f":"AJ4*1000+AL4+AS4/10000","v":10000},10,null,0,0,0,0,0,{"$f":"1.5*AP4","v":0},0,{"$f":"MIN(AP4,360/'Roof Bay Analysis'!$I$51*AR4)","v":0},0,null,"10K 1",20,97,{"$f":"26.767*AX4*(AW4-0.33)^3*10^-6","v":19.759889560275141},null,{"$f":"AY4/BD4","v":0.90213454913218816},null,"10K1",21.903483886392827]
[22018.055384615385,22018.083076923078,22,null,{"$f":"VALUE(LEFT(H5,2))","v":18},{"$f":"MID(H5,3,LEN(H5)-4)","v":"LH"},{"$f":"VALUE(RIGHT(H5,2))","v":2},"18LH 2",553.84615384615381,830.76923076923072,439.23715976331363,{"$f":"MIN(I5,360/'Roof Bay Analysis'!$I$51*K5)","v":553.84615384615381},10,null,null,null,null,null,null,null,null,null,null,null,null,null,null,null,null,null,null,null,null,null,22018.055384615385,22,null,{"$f":"VALUE(LEFT(AO5,2))","v":18},{"$f":"MID(AO5,3,LEN(AO5)-4)","v":"LH"},{"$f":"VALUE(RIGHT(AO5,2))","v":2},"18LH 2",553.84615384615381,830.76923076923072,439.23715976331363,{"$f":"MIN(AP5,360/'Roof Bay Analysis'!$I$51*AR5)","v":553.84615384615381},10,null,"12K 1",24,81,28.752756841721599,null,0.89250584096398211,null,"12K1",32.215763216368622]
[22018.061384615383,22018.092076923076,22,null,18,"LH",3,"18LH 3",613.84615384615381,920.76923076923072,488.35313609467454,{"$f":"MIN(I6,360/'Roof Bay Analysis'!$I$51*K6)","v":613.84615384615381},11,null,null,null,null,null,null,null,null,null,null,null,null,null,null,null,null,null,null,null,null,null,22018.061384615383,22,null,18,"LH",3,"18LH 3",613.84615384615381,920.76923076923072,488.35313609467454,{"$f":"MIN(AP6,360/'Roof Bay Analysis'!$I$51*AR6)","v":613.84615384615381},11,null,"12K 3",24,101,35.852202975480026,null,0.97516806370329456,null,"12K3",36.765152910491999]
[22018.07153846154,22018.107307692309,22,null,18,"LH",4,"18LH 4",715.38461538461536,1073.0769230769231,565.5353846153846,{"$f":"MIN(I7,360/'Roof Bay Analysis'!$I$51*K7)","v":715.38461538461536},12,null,null,null,null,null,null,null,null,null,null,null,null,null,null,null,null,null,null,null,null,null,22018.07153846154,22,null,18,"LH",4,"18LH 4",715.38461538461536,1073.0769230769231,565.5353846153846,{"$f":"MIN(AP7,360/'Roof Bay Analysis'!$I$51*AR7)","v":715.38461538461536},12,null,"12K 5",24,132,46.856344482805575,null,0.95364724145312874,null,"12K5",49.133833189102283]
[22018.080769230768,22018.121153846154,22,null,18,"LH",5,"18LH 5",807.69230769230774,1211.5384615384617,637.10437869822488,{"$f":"MIN(I8,360/'Roof Bay Analysis'!$I$51*K8)","v":807.69230769230774},15,null,"Vlookup (Only used with exact ID match)",null,null,null,null,null,null,null,null,null,"Vlookup (Only used with exact ID match)",null,null,null,null,null,null,null,null,null,22018.080769230768,22,null,18,"LH",5,"18LH 5",807.69230769230774,1211.5384615384617,637.10437869822488,{"$f":"MIN(AP8,360/'Roof Bay Analysis'!$I$51*AR8)","v":807.69230769230774},15,null,"14K 1",28,70,39.694032081446473,null,0.89157900926353362,null,"14K1",44.521048240284088]
[22018.095538461537,22018.143307692309,22,null,18,"LH",6,"18LH 6",955.38461538461536,1433.0769230769231,738.14295857988168,{"$f":"MIN(I9,360/'Roof Bay Analysis'!$I$51*K9)","v":955.38461538461536},15,null,null,null,null,null,null,null,null,null,null,null,null,null,null,null,null,null,null,null,null,null,22018.095538461537,22,null,18,"LH",6,"18LH 6",955.38461538461536,1433.0769230769231,738.14295857988168,{"$f":"MIN(AP9,360/'Roof Bay Analysis'!$I$51*AR9)","v":955.38461538461536},15,null,"14K 3",28,88,49.901068902389859,null,0.97959394272425437,null,"14K3",50.9405649892187]
[22018.099230769232,22018.148846153847,22,null,18,"LH",7,"18LH 7",992.30769230769226,1488.4615384615383,776.03242603550291,{"$f":"MIN(I10,360/'Roof Bay Analysis'!$I$51*K10)","v":992.30769230769226},17,null,null,"ID","Depth","Type","ASD Load","LRFD Load",{"$f":"\"L/\"&'Roof Bay Analysis'!$I$51&\" Load\"","v":"L/240 Load"},"Weight",null,null,null,"ID","Depth","Type","ASD Load","LRFD Load",{"$f":"\"L/\"&'Roof Bay Analysis'!$I$51&\" Load\"","v":"L/240 Load"},"Weight",null,null,22018.099230769232,22,null,18,"LH",7,"18LH 7",992.30769230769226,1488.4615384615383,776.03242603550291,{"$f":"MIN(AP10,360/'Roof Bay Analysis'!$I$51*AR10)","v":992.30769230769226},17,null,"14K 4",28,103,58.406932919842667,null,0.95085451300493251,null,"14K4",61.425730352020409]
[22018.103384615384,22018.155076923078,22,null,18,"LH",8,"18LH 8",1033.8461538461538,1550.7692307692307,809.71195266272184,{"$f":"MIN(I11,360/'Roof Bay Analysis'!$I$51*K11)","v":1033.8461538461538},19,null,{"$f":"IF(Q11=\"NA\",\"NA\",$Q$1*1000+Q11+$Q$2/10000)","v":"NA"},{"$f":"IF(Q11=\"NA\",\"NA\",IF($O$1=\"ASD\",VLOOKUP(O11,$A$4:$M$1109,1),VLOOKUP(O11,$B$4:$M$1109,1)))","v":"NA"},{"$f":"IF(W11<$T$2,\"NA\",IF(W11>$T$3,\"NA\",W11))","v":"NA"},{"$f":"IF(Q11=\"NA\",\"NA\",IF($O$1=\"ASD\",VLOOKUP(O11,$A$4:$M$1109,8),VLOOKUP(O11,$B$4:$M$1109,7)))","v":"NA"},{"$f":"IF(Q11=\"NA\",\"NA\",IF($O$1=\"ASD\",VLOOKUP(O11,$A$4:$M$1109,9),VLOOKUP(O11,$B$4:$M$1109,8)))","v":"NA"},{"$f":"IF(Q11=\"NA\",\"NA\",IF($O$1=\"ASD\",VLOOKUP(O11,$A$4:$M$1109,10),VLOOKUP(O11,$B$4:$M$1109,9)))","v":"NA"},{"$f":"IF(Q11=\"NA\",\"NA\",IF($O$1=\"ASD\",VLOOKUP(O11,$A$4:$M$1109,12),VLOOKUP(O11,$B$4:$M$1109,11)))","v":"NA"},{"$f":"IF(Q11=\"NA\",\"NA\",IF($O$1=\"ASD\",VLOOKUP(O11,$A$4:$M$1109,13),VLOOKUP(O11,$B$4:$M$1109,12)))","v":"NA"},10,null,{"$f":"IF(AA11=\"NA\",\"NA\",$Q$1*1000+AA11+$Q$3/10000)","v":"NA"},{"$f":"IF(AA11=\"NA\",\"NA\",VLOOKUP(Y11,$AI$4:$AT$1109,1))","v":"NA"},{"$f":"IF(AG11<$T$2,\"NA\",IF(AG11>$T$3,\"NA\",AG11))","v":"NA"},{"$f":"IF(AA11=\"NA\",\"NA\",VLOOKUP(Y11,$AI$4:$AT$1109,7))","v":"NA"},{"$f":"IF(AA11=\"NA\",\"NA\",VLOOKUP(Y11,$AI$4:$AT$1109,8))","v":"NA"},{"$f":"IF(AA11=\"NA\",\"NA\",VLOOKUP(Y11,$AI$4:$AT$1109,9))","v":"NA"},{"$f":"IF(AA11=\"NA\",\"NA\",VLOOKUP(Y11,$AI$4:$AT$1109,11))","v":"NA"},{"$f":"IF(AA11=\"NA\",\"NA\",VLOOKUP(Y11,$AI$4:$AT$1109,12))","v":"NA"},10,null,22018.103384615384,22,null,18,"LH",8,"18LH 8",1033.8461538461538,1550.7692307692307,809.71195266272184,{"$f":"MIN(AP11,360/'Roof Bay Analysis'!$I$51*AR11)","v":1033.8461538461538},19,null,"14K 6",28,124,70.315142544276611,null,0.93464276526772594,null,"14K6",75.232104882484194]
[22018.110769230771,22018.166153846152,22,null,18,"LH",9,"18LH 9",1107.6923076923076,1661.5384615384614,864.44118343195271,{"$f":"MIN(I12,360/'Roof Bay Analysis'!$I$51*K12)","v":1107.6923076923076},21,null,"NA","NA","NA","NA","NA","NA","NA","NA",12,null,{"$f":"IF(AA12=\"NA\",\"NA\",$Q$1*1000+AA12+$Q$3/10000)","v":"NA"},"NA","NA","NA","NA","NA","NA","NA",12,null,22018.110769230771,22,null,18,"LH",9,"18LH 9",1107.6923076923076,1661.5384615384614,864.44118343195271,{"$f":"MIN(AP12,360/'Roof Bay Analysis'!$I$51*AR12)","v":1107.6923076923076},21,null,"16K 2",32,71,60.367367528617585,null,0.89520622717911069,null,"16K2",67.434034411089314]
[23018.052941176469,23018.079411764706,23,null,18,"LH",2,"18LH 2",529.41176470588232,794.11764705882342,401.33585640138409,{"$f":"MIN(I13,360/'Roof Bay Analysis'!$I$51*K13)","v":529.41176470588232},10,null,"NA","NA","NA","NA","NA","NA","NA","NA",14,null,"NA","NA","NA","NA","NA","NA","NA","NA",14,null,23018.052941176469,23,null,18,"LH",2,"18LH 2",529.41176470588232,794.11764705882342,401.33585640138409,{"$f":"MIN(AP13,360/'Roof Bay Analysis'!$I$51*AR13)","v":529.41176470588232},10,null,"16K 3",32,79,67.169324433250551,null,0.96193823284331226,null,"16K3",69.827065959017347]
[23018.058676470588,23018.088014705882,23,null,18,"LH",3,"18LH 3",586.76470588235293,880.14705882352939,446.21366782006919,{"$f":"MIN(I14,360/'Roof Bay Analysis'!$I$51*K14)","v":586.76470588235293},11,null,30016.018738750001,29024.108837209304,16,"24LH11",1088.3720930232557,1632.5581395348836,1088.3720930232557,25,16,null,30016.012500000001,29024.108837209304,16,"24LH11",1088.3720930232557,1632.5581395348836,1088.3720930232557,25,16,null,23018.058676470588,23,null,18,"LH",3,"18LH 3",586.76470588235293,880.14705882352939,446.21366782006919,{"$f":"MIN(AP14,360/'Roof Bay Analysis'!$I$51*AR14)","v":586.76470588235293},11,null,"16K 4",32,92,78.222504403279132,null,0.96162817107217557,null,"16K4",81.343815371032946]
[23018.06838235294,23018.102573529413,23,null,18,"LH",4,"18LH 4",683.82352941176475,1025.7352941176471,516.73594290657445,{"$f":"MIN(I15,360/'Roof Bay Analysis'!$I$51*K15)","v":683.82352941176475},12,null,30018.018738750001,29024.108837209304,18,"24LH11",1088.3720930232557,1632.5581395348836,1088.3720930232557,25,18,null,30018.012500000001,29024.108837209304,18,"24LH11",1088.3720930232557,1632.5581395348836,1088.3720930232557,25,18,null,23018.06838235294,23,null,18,"LH",4,"18LH 4",683.82352941176475,1025.7352941176471,516.73594290657445,{"$f":"MIN(AP15,360/'Roof Bay Analysis'!$I$51*AR15)","v":683.82352941176475},12,null,"16K 5",32,103,87.575195147149458,null,0.96840211677349264,null,"16K5",90.432676292500432]
[23018.077205882353,23018.115808823528,23,null,18,"LH",5,"18LH 5",772.05882352941171,1158.0882352941176,582.12932525951555,{"$f":"MIN(I16,360/'Roof Bay Analysis'!$I$51*K16)","v":772.05882352941171},15,null,{"$f":"IF(Q16=\"NA\",\"NA\",$Q$1*1000+Q16+$Q$2/10000)","v":30020.018738750001},30018.080999999998,20,"18LH 9",810,1215,687,21,20,null,30020.012500000001,30018.0687,20,"18LH 9",810,1215,687,21,20,null,23018.077205882353,23,null,18,"LH",5,"18LH 5",772.05882352941171,1158.0882352941176,582.12932525951555,{"$f":"MIN(AP16,360/'Roof Bay Analysis'!$I$51*AR16)","v":772.05882352941171},15,null,"16K 6",32,112,95.227396664861558,null,0.95455025848796082,null,"16K6",99.761532531251845]
[23018.09132352941,23018.136985294117,23,null,18,"LH",6,"18LH 6",913.23529411764707,1369.8529411764707,674.44939446366777,{"$f":"MIN(I17,360/'Roof Bay Analysis'!$I$51*K17)","v":913.23529411764707},15,null,{"$f":"IF(Q17=\"NA\",\"NA\",$Q$1*1000+Q17+$Q$2/10000)","v":30022.018738750001},30020.092400000001,22,"20LH10",924,1386,877.5,23,22,null,30022.012500000001,30020.087749999999,22,"20LH10",924,1386,877.5,23,22,null,23018.09132352941,23,null,18,"LH",6,"18LH 6",913.23529411764707,1369.8529411764707,674.44939446366777,{"$f":"MIN(AP17,360/'Roof Bay Analysis'!$I$51*AR17)","v":913.23529411764707},15,null,"16K 7",32,124,105.430332021811,null,0.96642563924894642,null,"16K7",109.09306183530657]
[23018.094852941176,23018.142279411764,23,null,18,"LH",7,"18LH 7",948.52941176470586,1422.7941176470588,709.06942041522495,{"$f":"MIN(I18,360/'Roof Bay Analysis'!$I$51*K18)","v":948.52941176470586},17,null,30024.018738750001,30020.092400000001,24,"20LH10",924,1386,877.5,23,24,null,30024.012500000001,30020.087749999999,24,"20LH10",924,1386,877.5,23,24,null,23018.094852941176,23,null,18,"LH",7,"18LH 7",948.52941176470586,1422.7941176470588,709.06942041522495,{"$f":"MIN(AP18,360/'Roof Bay Analysis'!$I$51*AR18)","v":948.52941176470586},17,null,"16K 9",32,147,124.98595812263079,null,0.97652891819342591,null,"16K9",127.99002240901811]
[23018.098823529413,23018.148235294117,23,null,18,"LH",8,"18LH 8",988.23529411764707,1482.3529411764707,739.84277681660899,{"$f":"MIN(I19,360/'Roof Bay Analysis'!$I$51*K19)","v":988.23529411764707},19,null,30026.018738750001,30024.105168539325,26,"24LH11",1051.685393258427,1577.5280898876404,1051.685393258427,25,26,null,30026.012500000001,30024.105168539325,26,"24LH11",1051.685393258427,1577.5280898876404,1051.685393258427,25,26,null,23018.098823529413,23,null,18,"LH",8,"18LH 8",988.23529411764707,1482.3529411764707,739.84277681660899,{"$f":"MIN(AP19,360/'Roof Bay Analysis'!$I$51*AR19)","v":988.23529411764707},19,null,"18K 3",36,70,85.036830930430483,null,0.95215153045115231,null,"18K3",89.310186678099427]
[23018.105882352942,23018.158823529411,23,null,18,"LH",9,"18LH 9",1058.8235294117646,1588.2352941176468,789.84948096885807,{"$f":"MIN(I20,360/'Roof Bay Analysis'!$I$51*K20)","v":1058.8235294117646},21,null,30028.018738750001,30024.105168539325,28,"24LH11",1051.685393258427,1577.5280898876404,1051.685393258427,25,28,null,30028.012500000001,30024.105168539325,28,"24LH11",1051.685393258427,1577.5280898876404,1051.685393258427,25,28,null,23018.105882352942,23,null,18,"LH",9,"18LH 9",1058.8235294117646,1588.2352941176468,789.84948096885807,{"$f":"MIN(AP20,360/'Roof Bay Analysis'!$I$51*AR20)","v":1058.8235294117646},21,null,"18K 4",36,82,99.614573375647126,null,0.95723628657335325,null,"18K4",104.06476934993796]
[23020.049852941178,23020.074779411763,23,null,20,"LH",2,"20LH 2",498.52941176470586,747.79411764705878,392.36029411764707,{"$f":"MIN(I21,360/'Roof Bay Analysis'!$I$51*K21)","v":498.52941176470586},10,null,30030.018738750001,30024.105168539325,30,"24LH11",1051.685393258427,1577.5280898876404,1051.685393258427,25,30,null,30030.012500000001,30024.105168539325,30,"24LH11",1051.685393258427,1577.5280898876404,1051.685393258427,25,30,null,23020.049852941178,23,null,20,"LH",2,"20LH 2",498.52941176470586,747.79411764705878,392.36029411764707,{"$f":"MIN(AP21,360/'Roof Bay Analysis'!$I$51*AR21)","v":498.52941176470586},10,null,"18K 5",36,92,111.76269207999434,null,0.96518634028301564,null,"18K5",115.79390156643001]
[23020.052941176469,23020.079411764706,23,null,20,"LH",3,"20LH 3",529.41176470588232,794.11764705882342,432.10921280276818,{"$f":"MIN(I22,360/'Roof Bay Analysis'!$I$51*K22)","v":529.41176470588232},11,null,"NA","NA","NA","NA","NA","NA","NA","NA",32,null,"NA","NA","NA","NA","NA","NA","NA","NA",32,null,23020.052941176469,23,null,20,"LH",3,"20LH 3",529.41176470588232,794.11764705882342,432.10921280276818,{"$f":"MIN(AP22,360/'Roof Bay Analysis'!$I$51*AR22)","v":529.41176470588232},11,null,"18K 6",36,101,122.69599891390683,null,0.96035338953237515,null,"18K6",127.76130146596472]
[23020.064852941177,23020.097279411766,23,null,20,"LH",4,"20LH 4",648.52941176470586,972.79411764705878,548.7915224913495,{"$f":"MIN(I23,360/'Roof Bay Analysis'!$I$51*K23)","v":648.52941176470586},12,null,"NA","NA","NA","NA","NA","NA","NA","NA",36,null,"NA","NA","NA","NA","NA","NA","NA","NA",36,null,23020.064852941177,23,null,20,"LH",4,"20LH 4",648.52941176470586,972.79411764705878,548.7915224913495,{"$f":"MIN(AP23,360/'Roof Bay Analysis'!$I$51*AR23)","v":648.52941176470586},12,null,"18K 7",36,111,134.84411761825402,null,0.96375206726843232,null,"18K7",139.91577522675871]
[23020.069705882353,23020.104558823528,23,null,20,"LH",5,"20LH 5",697.05882352941171,1045.5882352941176,588.54044117647061,{"$f":"MIN(I24,360/'Roof Bay Analysis'!$I$51*K24)","v":697.05882352941171},14,null,"NA","NA","NA","NA","NA","NA","NA","NA",40,null,"NA","NA","NA","NA","NA","NA","NA","NA",40,null,23020.069705882353,23,null,20,"LH",5,"20LH 5",697.05882352941171,1045.5882352941176,588.54044117647061,{"$f":"MIN(AP24,360/'Roof Bay Analysis'!$I$51*AR24)","v":697.05882352941171},14,null,"18K 9",36,132,160.35516689738321,null,0.97522962192096696,null,"18K9",164.42811343396465]
[23020.093088235295,23020.139632352941,23,null,20,"LH",6,"20LH 6",930.88235294117646,1396.3235294117646,777.02724913494808,{"$f":"MIN(I25,360/'Roof Bay Analysis'!$I$51*K25)","v":930.88235294117646},15,null,"NA","NA","NA","NA","NA","NA","NA","NA",44,null,"NA","NA","NA","NA","NA","NA","NA","NA",44,null,23020.093088235295,23,null,20,"LH",6,"20LH 6",930.88235294117646,1396.3235294117646,777.02724913494808,{"$f":"MIN(AP25,360/'Roof Bay Analysis'!$I$51*AR25)","v":930.88235294117646},15,null,"18K10",36,154,187.08102804694701,null,0.97880726233461934,null,"18K10",191.13163055280916]
[23020.099264705881,23020.148897058825,23,null,20,"LH",7,"20LH 7",992.64705882352939,1488.9705882352941,829.59839965397919,{"$f":"MIN(I26,360/'Roof Bay Analysis'!$I$51*K26)","v":992.64705882352939},17,null,"NA","NA","NA","NA","NA","NA","NA","NA",48,null,"NA","NA","NA","NA","NA","NA","NA","NA",48,null,23020.099264705881,23,null,20,"LH",7,"20LH 7",992.64705882352939,1488.9705882352941,829.59839965397919,{"$f":"MIN(AP26,360/'Roof Bay Analysis'!$I$51*AR26)","v":992.64705882352939},17,null,"20K 3",40,64,106.94642567874054,null,0.96179460606658418,null,"20K3",111.19466152561968]
[23020.102352941176,23020.153529411764,23,null,20,"LH",8,"20LH 8",1023.5294117647059,1535.2941176470588,857.80730968858131,{"$f":"MIN(I27,360/'Roof Bay Analysis'!$I$51*K27)","v":1023.5294117647059},19,null,"NA","NA","NA","NA","NA","NA","NA","NA",52,null,"NA","NA","NA","NA","NA","NA","NA","NA",52,null,23020.102352941176,23,null,20,"LH",8,"20LH 8",1023.5294117647059,1535.2941176470588,857.80730968858131,{"$f":"MIN(AP27,360/'Roof Bay Analysis'!$I$51*AR27)","v":1023.5294117647059},19,null,"20K 4",40,75,125.32784259227408,null,0.96712095083980842,null,"20K4",129.58859228873544]
[23020.112058823528,23020.168088235296,23,null,20,"LH",9,"20LH 9",1120.5882352941176,1680.8823529411764,934.74070069204151,{"$f":"MIN(I28,360/'Roof Bay Analysis'!$I$51*K28)","v":1120.5882352941176},21,null,"NA","NA","NA","NA","NA","NA","NA","NA",56,null,"NA","NA","NA","NA","NA","NA","NA","NA",56,null,23020.112058823528,23,null,20,"LH",9,"20LH 9",1120.5882352941176,1680.8823529411764,934.74070069204151,{"$f":"MIN(AP28,360/'Roof Bay Analysis'!$I$51*AR28)","v":1120.5882352941176},21,null,"20K 5",40,84,140.36718370334697,null,0.9727703009704719,null,"20K5",144.29632932184651]
[23020.120882352941,23020.18132352941,23,null,20,"LH",10,"20LH10",1208.8235294117646,1813.2352941176468,1007.8274221453287,{"$f":"MIN(I29,360/'Roof Bay Analysis'!$I$51*K29)","v":1208.8235294117646},23,null,"NA","NA","NA","NA","NA","NA","NA","NA",60,null,"NA","NA","NA","NA","NA","NA","NA","NA",60,null,23020.120882352941,23,null,20,"LH",10,"20LH10",1208.8235294117646,1813.2352941176468,1007.8274221453287,{"$f":"MIN(AP29,360/'Roof Bay Analysis'!$I$51*AR29)","v":1208.8235294117646},23,null,"20K 6",40,91,152.06444901195923,null,0.95499027108565393,null,"20K6",159.23141168662275]
[24018.050704225352,24018.076056338028,24,null,18,"LH",2,"18LH 2",507.04225352112678,760.56338028169012,368.13667923031147,{"$f":"MIN(I30,360/'Roof Bay Analysis'!$I$51*K30)","v":507.04225352112678},10,null,"NA","NA","NA","NA","NA","NA","NA","NA",64,null,"NA","NA","NA","NA","NA","NA","NA","NA",64,null,24018.050704225352,24,null,18,"LH",2,"18LH 2",507.04225352112678,760.56338028169012,368.13667923031147,{"$f":"MIN(AP30,360/'Roof Bay Analysis'!$I$51*AR30)","v":507.04225352112678},10,null,"20K 7",40,101,168.77482802426246,null,0.96670791818224078,null,"20K7",174.58719934933393]
[24018.056197183098,24018.084295774646,24,null,18,"LH",3,"18LH 3",561.97183098591552,842.95774647887333,409.30212259472324,{"$f":"MIN(I31,360/'Roof Bay Analysis'!$I$51*K31)","v":561.97183098591552},11,null,"NA","NA","NA","NA","NA","NA","NA","NA",68,null,"NA","NA","NA","NA","NA","NA","NA","NA",68,null,24018.056197183098,24,null,18,"LH",3,"18LH 3",561.97183098591552,842.95774647887333,409.30212259472324,{"$f":"MIN(AP31,360/'Roof Bay Analysis'!$I$51*AR31)","v":561.97183098591552},11,null,"20K 9",40,119,198.85351024640821,null,0.9678793229169359,null,"20K9",205.45279306837094]
[24018.065492957747,24018.098239436618,24,null,18,"LH",4,"18LH 4",654.92957746478874,982.3943661971831,473.99067645308469,{"$f":"MIN(I32,360/'Roof Bay Analysis'!$I$51*K32)","v":654.92957746478874},12,null,"NA","NA","NA","NA","NA","NA","NA","NA",72,null,"NA","NA","NA","NA","NA","NA","NA","NA",72,null,24018.065492957747,24,null,18,"LH",4,"18LH 4",654.92957746478874,982.3943661971831,473.99067645308469,{"$f":"MIN(AP32,360/'Roof Bay Analysis'!$I$51*AR32)","v":654.92957746478874},12,null,"20K10",40,140,233.94530617224495,null,0.97935356128800299,null,"20K10",238.87727110990468]
[24018.073943661973,24018.110915492958,24,null,18,"LH",5,"18LH 5",739.43661971830988,1109.1549295774648,533.97460821265622,{"$f":"MIN(I33,360/'Roof Bay Analysis'!$I$51*K33)","v":739.43661971830988},15,null,"NA","NA","NA","NA","NA","NA","NA","NA",80,null,"NA","NA","NA","NA","NA","NA","NA","NA",80,null,24018.073943661973,24,null,18,"LH",5,"18LH 5",739.43661971830988,1109.1549295774648,533.97460821265622,{"$f":"MIN(AP33,360/'Roof Bay Analysis'!$I$51*AR33)","v":739.43661971830988},15,null,"22K 4",44,68,151.58568387568263,null,0.95991774739023794,null,"22K4",157.91528418742539]
[24018.087464788732,24018.131197183098,24,null,18,"LH",6,"18LH 6",874.64788732394368,1311.9718309859154,618.65780599087486,{"$f":"MIN(I34,360/'Roof Bay Analysis'!$I$51*K34)","v":874.64788732394368},15,null,"NA","NA","NA","NA","NA","NA","NA","NA",88,null,"NA","NA","NA","NA","NA","NA","NA","NA",88,null,24018.087464788732,24,null,18,"LH",6,"18LH 6",874.64788732394368,1311.9718309859154,618.65780599087486,{"$f":"MIN(AP34,360/'Roof Bay Analysis'!$I$51*AR34)","v":874.64788732394368},15,null,"22K 5",44,76,169.41929374341001,null,0.9629381191646651,null,"22K5",175.93995955875005]
[24018.090845070423,24018.136267605634,24,null,18,"LH",7,"18LH 7",908.45070422535207,1362.676056338028,650.41400515770681,{"$f":"MIN(I35,360/'Roof Bay Analysis'!$I$51*K35)","v":908.45070422535207},17,null,"NA","NA","NA","NA","NA","NA","NA","NA",96,null,"NA","NA","NA","NA","NA","NA","NA","NA",96,null,24018.090845070423,24,null,18,"LH",7,"18LH 7",908.45070422535207,1362.676056338028,650.41400515770681,{"$f":"MIN(AP35,360/'Roof Bay Analysis'!$I$51*AR35)","v":908.45070422535207},17,null,"22K 6",44,83,185.02370237767147,null,0.95288626959071332,null,"22K6",194.17186319322602]
[24018.094647887323,24018.141971830984,24,null,18,"LH",8,"18LH 8",946.47887323943667,1419.7183098591549,678.6417377504464,{"$f":"MIN(I36,360/'Roof Bay Analysis'!$I$51*K36)","v":946.47887323943667},19,null,"NA","NA","NA","NA","NA","NA","NA","NA",104,null,"NA","NA","NA","NA","NA","NA","NA","NA",104,null,24018.094647887323,24,null,18,"LH",8,"18LH 8",946.47887323943667,1419.7183098591549,678.6417377504464,{"$f":"MIN(AP36,360/'Roof Bay Analysis'!$I$51*AR36)","v":946.47887323943667},19,null,"22K 7",44,92,205.08651347886476,null,0.96236253081498435,null,"22K7",213.10733420303222]
[24018.101408450704,24018.152112676056,24,null,18,"LH",9,"18LH 9",1014.0845070422536,1521.1267605633802,724.51180321364814,{"$f":"MIN(I37,360/'Roof Bay Analysis'!$I$51*K37)","v":1014.0845070422536},21,null,"NA","NA","NA","NA","NA","NA","NA","NA",112,null,"NA","NA","NA","NA","NA","NA","NA","NA",112,null,24018.101408450704,24,null,18,"LH",9,"18LH 9",1014.0845070422536,1521.1267605633802,724.51180321364814,{"$f":"MIN(AP37,360/'Roof Bay Analysis'!$I$51*AR37)","v":1014.0845070422536},21,null,"22K 9",44,109,242.98293444778542,null,0.96781249047667817,null,"22K9",251.0640613122369]
[24020.047746478875,24020.07161971831,24,null,20,"LH",2,"20LH 2",477.46478873239437,716.19718309859149,359.90359055742908,{"$f":"MIN(I38,360/'Roof Bay Analysis'!$I$51*K38)","v":477.46478873239437},10,null,"NA","NA","NA","NA","NA","NA","NA","NA",120,null,"NA","NA","NA","NA","NA","NA","NA","NA",120,null,24020.047746478875,24,null,20,"LH",2,"20LH 2",477.46478873239437,716.19718309859149,359.90359055742908,{"$f":"MIN(AP38,360/'Roof Bay Analysis'!$I$51*AR38)","v":477.46478873239437},10,null,"22K10",44,128,285.33775788363789,null,0.97729636924795249,null,"22K10",291.9664565040905]
[24020.050704225352,24020.076056338028,24,null,20,"LH",3,"20LH 3",507.04225352112678,760.56338028169012,396.364411823051,{"$f":"MIN(I39,360/'Roof Bay Analysis'!$I$51*K39)","v":507.04225352112678},11,null,null,null,null,null,null,null,null,null,null,null,null,null,null,null,null,null,null,null,null,null,24020.050704225352,24,null,20,"LH",3,"20LH 3",507.04225352112678,760.56338028169012,396.364411823051,{"$f":"MIN(AP39,360/'Roof Bay Analysis'!$I$51*AR39)","v":507.04225352112678},11,null,"22K11",44,146,325.46338008602453,null,0.94764401447958002,null,"22K11",343.44476946309851]
[24020.062112676056,24020.093169014086,24,null,20,"LH",4,"20LH 4",621.12676056338023,931.69014084507035,503.39456457052171,{"$f":"MIN(I40,360/'Roof Bay Analysis'!$I$51*K40)","v":621.12676056338023},12,null,"Use next size up if ID doesn't match.",null,null,null,null,null,null,null,null,null,"Use next size up if ID doesn't match.",null,null,null,null,null,null,null,null,null,24020.062112676056,24,null,20,"LH",4,"20LH 4",621.12676056338023,931.69014084507035,503.39456457052171,{"$f":"MIN(AP40,360/'Roof Bay Analysis'!$I$51*AR40)","v":621.12676056338023},12,null,"24K 4",48,63,182.67356489391585,null,0.96629751977346257,null,"24K4",189.04484504600777]
[24020.066760563379,24020.100140845072,24,null,20,"LH",5,"20LH 5",667.6056338028169,1001.4084507042253,539.85538583614357,{"$f":"MIN(I41,360/'Roof Bay Analysis'!$I$51*K41)","v":667.6056338028169},14,null,null,null,null,null,null,null,null,null,null,null,null,null,null,null,null,null,null,null,null,null,24020.066760563379,24,null,20,"LH",5,"20LH 5",667.6056338028169,1001.4084507042253,539.85538583614357,{"$f":"MIN(AP41,360/'Roof Bay Analysis'!$I$51*AR41)","v":667.6056338028169},14,null,"24K 5",48,70,202.97062765990654,null,0.96320240948660707,null,"24K5",210.72479227714055]
[24020.089154929577,24020.133732394366,24,null,20,"LH",6,"20LH 6",891.54929577464793,1337.323943661972,712.75024796667333,{"$f":"MIN(I42,360/'Roof Bay Analysis'!$I$51*K42)","v":891.54929577464793},15,null,{"$f":"IF(Q42=\"NA\",\"NA\",$Q$1*1000+Q42+$Q$2/10000)","v":"NA"},{"$f":"IF(Q42=\"NA\",\"NA\",IF($P11=$O11,$P11,IF($O$1=\"ASD\",INDEX($A$4:$A$1109,MATCH($O42,$A$4:$A$1109,1)+1),INDEX($B$4:$B$1109,MATCH($O42,$B$4:$B$1109,1)+1))))","v":"NA"},{"$f":"IF(W42<$T$2,\"NA\",IF(W42>$T$3,\"NA\",W42))","v":"NA"},{"$f":"IF(Q42=\"NA\",\"NA\",IF($P11=$O11,$R11,INDEX($H$4:$H$1109,MATCH($O42,IF($O$1=\"ASD\",$A$4:$A$1109,$B$4:$B$1109),1)+1)))","v":"NA"},{"$f":"IF(Q42=\"NA\",\"NA\",IF($P11=$O11,$S11,INDEX($I$4:$I$1109,MATCH($O42,IF($O$1=\"ASD\",$A$4:$A$1109,$B$4:$B$1109),1)+1)))","v":"NA"},{"$f":"IF(Q42=\"NA\",\"NA\",IF($P11=$O11,$T11,INDEX($J$4:$J$1109,MATCH($O42,IF($O$1=\"ASD\",$A$4:$A$1109,$B$4:$B$1109),1)+1)))","v":"NA"},{"$f":"IF(Q42=\"NA\",\"NA\",IF($P11=$O11,$U11,INDEX($L$4:$L$1109,MATCH($O42,IF($O$1=\"ASD\",$A$4:$A$1109,$B$4:$B$1109),1)+1)))","v":"NA"},{"$f":"IF(Q42=\"NA\",\"NA\",IF($P11=$O11,$V11,INDEX($M$4:$M$1109,MATCH($O42,IF($O$1=\"ASD\",$A$4:$A$1109,$B$4:$B$1109),1)+1)))","v":"NA"},10,null,{"$f":"IF(AA42=\"NA\",\"NA\",$Q$1*1000+AA42+$Q$3/10000)","v":"NA"},{"$f":"IF(AA42=\"NA\",\"NA\",IF($Z11=$Y11,$Z11,INDEX($AI$4:$AI$1109,MATCH($Y42,$AI$4:$AI$1109,1)+1)))","v":"NA"},{"$f":"IF(AG42<$T$2,\"NA\",IF(AG42>$T$3,\"NA\",AG42))","v":"NA"},{"$f":"IF(AA42=\"NA\",\"NA\",IF($Z11=$Y11,$AB11,INDEX($AO$4:$AO$1109,MATCH($Y42,$AI$4:$AI$1109,1)+1)))","v":"NA"},{"$f":"IF(AA42=\"NA\",\"NA\",IF($Z11=$Y11,$AC11,INDEX($AP$4:$AP$1109,MATCH($Y42,$AI$4:$AI$1109,1)+1)))","v":"NA"},{"$f":"IF(AA42=\"NA\",\"NA\",IF($Z11=$Y11,$AD11,INDEX($AQ$4:$AQ$1109,MATCH($Y42,$AI$4:$AI$1109,1)+1)))","v":"NA"},{"$f":"IF(AA42=\"NA\",\"NA\",IF($Z11=$Y11,$AE11,INDEX($AS$4:$AS$1109,MATCH($Y42,$AI$4:$AI$1109,1)+1)))","v":"NA"},{"$f":"IF(AA42=\"NA\",\"NA\",IF($Z11=$Y11,$AF11,INDEX($AT$4:$AT$1109,MATCH($Y42,$AI$4:$AI$1109,1)+1)))","v":"NA"},10,null,24020.089154929577,24,null,20,"LH",6,"20LH 6",891.54929577464793,1337.323943661972,712.75024796667333,{"$f":"MIN(AP42,360/'Roof Bay Analysis'!$I$51*AR42)","v":891.54929577464793},15,null,"24K 6",48,77,223.26769042589714,null,0.95994987020680067,null,"24K6",232.58265598577444]
[24020.095070422536,24020.142605633802,24,null,20,"LH",7,"20LH 7",950.70422535211264,1426.056338028169,760.97262447926994,{"$f":"MIN(I43,360/'Roof Bay Analysis'!$I$51*K43)","v":950.70422535211264},17,null,{"$f":"IF(Q43=\"NA\",\"NA\",$Q$1*1000+Q43+$Q$2/10000)","v":"NA"},"NA","NA","NA","NA","NA","NA","NA",12,null,{"$f":"IF(AA43=\"NA\",\"NA\",$Q$1*1000+AA43+$Q$3/10000)","v":"NA"},"NA","NA","NA","NA","NA","NA","NA",12,null,24020.095070422536,24,null,20,"LH",7,"20LH 7",950.70422535211264,1426.056338028169,760.97262447926994,{"$f":"MIN(AP43,360/'Roof Bay Analysis'!$I$51*AR43)","v":950.70422535211264},17,null,"24K 7",48,85,246.46433358702936,null,0.96472529764494042,null,"24K7",255.4761797878536]
[24020.098028169014,24020.14704225352,24,null,20,"LH",8,"20LH 8",980.28169014084506,1470.4225352112676,786.84804602261454,{"$f":"MIN(I44,360/'Roof Bay Analysis'!$I$51*K44)","v":980.28169014084506},19,null,"NA","NA","NA","NA","NA","NA","NA","NA",14,null,"NA","NA","NA","NA","NA","NA","NA","NA",14,null,24020.098028169014,24,null,20,"LH",8,"20LH 8",980.28169014084506,1470.4225352112676,786.84804602261454,{"$f":"MIN(AP44,360/'Roof Bay Analysis'!$I$51*AR44)","v":980.28169014084506},19,null,"24K 8",48,93,269.66097674816154,null,1.0080246762487939,null,"24K8",267.51426140842375]
[24020.107323943663,24020.160985915492,24,null,20,"LH",9,"20LH 9",1073.2394366197184,1609.8591549295775,857.41737750446339,{"$f":"MIN(I45,360/'Roof Bay Analysis'!$I$51*K45)","v":1073.2394366197184},21,null,30016.018738750001,30018.036700000001,16,"18LH 2",367,550.5,318,10,16,null,30016.012500000001,30018.031800000001,16,"18LH 2",367,550.5,318,10,16,null,24020.107323943663,24,null,20,"LH",9,"20LH 9",1073.2394366197184,1609.8591549295775,857.41737750446339,{"$f":"MIN(AP45,360/'Roof Bay Analysis'!$I$51*AR45)","v":1073.2394366197184},21,null,"24K 9",48,101,292.8576199092937,null,0.97210301817287681,null,"24K9",301.26191816556269]
[24020.115774647886,24020.173661971832,24,null,20,"LH",10,"20LH10",1157.7464788732395,1736.6197183098593,924.45824241221976,{"$f":"MIN(I46,360/'Roof Bay Analysis'!$I$51*K46)","v":1157.7464788732395},23,null,30018.018738750001,30018.036700000001,18,"18LH 2",367,550.5,318,10,18,null,30018.012500000001,30018.031800000001,18,"18LH 2",367,550.5,318,10,18,null,24020.115774647886,24,null,20,"LH",10,"20LH10",1157.7464788732395,1736.6197183098593,924.45824241221976,{"$f":"MIN(AP46,360/'Roof Bay Analysis'!$I$51*AR46)","v":1157.7464788732395},23,null,"24K10",48,118,342.15048662669955,null,0.97645913455017008,null,"24K10",350.39918673536664]
[25018.048648648648,25018.072972972972,25,null,18,"LH",2,"18LH 2",486.48648648648651,729.7297297297298,338.89280496712928,{"$f":"MIN(I47,360/'Roof Bay Analysis'!$I$51*K47)","v":486.48648648648651},10,null,30020.018738750001,30020.038799999998,20,"20LH 2",388,582,375,10,20,null,30020.012500000001,30020.037499999999,20,"20LH 2",388,582,375,10,20,null,25018.048648648648,25,null,18,"LH",2,"18LH 2",486.48648648648651,729.7297297297298,338.89280496712928,{"$f":"MIN(AP47,360/'Roof Bay Analysis'!$I$51*AR47)","v":486.48648648648651},10,null,"24K12",48,153,443.63580045665282,null,0.93867680917702634,null,"24K12",472.61826021418938]
[25018.053918918918,25018.08087837838,25,null,18,"LH",3,"18LH 3",539.18918918918916,808.78378378378375,376.78816654492329,{"$f":"MIN(I48,360/'Roof Bay Analysis'!$I$51*K48)","v":539.18918918918916},11,null,30022.018738750001,30024.038764044944,22,"24LH 3",387.64044943820227,581.4606741573034,387.64044943820227,11,22,null,30022.012500000001,30024.038764044944,22,"24LH 3",387.64044943820227,581.4606741573034,387.64044943820227,11,22,null,25018.053918918918,25,null,18,"LH",3,"18LH 3",539.18918918918916,808.78378378378375,376.78816654492329,{"$f":"MIN(AP48,360/'Roof Bay Analysis'!$I$51*AR48)","v":539.18918918918916},11,null,"26K 5",52,65,240.00950442671285,null,0.96524715747787393,null,"26K5",248.650827477018]
[25018.062837837839,25018.094256756758,25,null,18,"LH",4,"18LH 4",628.37837837837833,942.56756756756749,436.3380204528853,{"$f":"MIN(I49,360/'Roof Bay Analysis'!$I$51*K49)","v":628.37837837837833},12,null,30024.018738750001,30024.038764044944,24,"24LH 3",387.64044943820227,581.4606741573034,387.64044943820227,11,24,null,30024.012500000001,30024.038764044944,24,"24LH 3",387.64044943820227,581.4606741573034,387.64044943820227,11,24,null,25018.062837837839,25,null,18,"LH",4,"18LH 4",628.37837837837833,942.56756756756749,436.3380204528853,{"$f":"MIN(AP49,360/'Roof Bay Analysis'!$I$51*AR49)","v":628.37837837837833},12,null,"26K 6",52,71,262.16422791225557,null,0.95518694050995812,null,"26K6",274.46379006426798]
[25018.070945945947,25018.10641891892,25,null,18,"LH",5,"18LH 5",709.45945945945948,1064.1891891891892,491.55697589481372,{"$f":"MIN(I50,360/'Roof Bay Analysis'!$I$51*K50)","v":709.45945945945948},15,null,30026.018738750001,31018.034500000002,26,"18LH 2",345,517.5,289.5,10,26,null,30026.012500000001,31018.02895,26,"18LH 2",345,517.5,289.5,10,26,null,25018.070945945947,25,null,18,"LH",5,"18LH 5",709.45945945945948,1064.1891891891892,491.55697589481372,{"$f":"MIN(AP50,360/'Roof Bay Analysis'!$I$51*AR50)","v":709.45945945945948},15,null,"26K 7",52,79,291.70385922631249,null,0.96688735733628717,null,"26K7",301.69373610379802]
[25018.083918918917,25018.125878378378,25,null,18,"LH",6,"18LH 6",839.18918918918916,1258.7837837837837,569.51314828341856,{"$f":"MIN(I51,360/'Roof Bay Analysis'!$I$51*K51)","v":839.18918918918916},15,null,30028.018738750001,31018.034500000002,28,"18LH 2",345,517.5,289.5,10,28,null,30028.012500000001,31018.02895,28,"18LH 2",345,517.5,289.5,10,28,null,25018.083918918917,25,null,18,"LH",6,"18LH 6",839.18918918918916,1258.7837837837837,569.51314828341856,{"$f":"MIN(AP51,360/'Roof Bay Analysis'!$I$51*AR51)","v":839.18918918918916},15,null,"26K 8",52,86,317.55103662611236,null,1.0051507356422154,null,"26K8",315.92379666639874]
[25018.087162162163,25018.130743243244,25,null,18,"LH",7,"18LH 7",871.62162162162167,1307.4324324324325,598.74671292914536,{"$f":"MIN(I52,360/'Roof Bay Analysis'!$I$51*K52)","v":871.62162162162167},17,null,30030.018738750001,31018.034500000002,30,"18LH 2",345,517.5,289.5,10,30,null,30030.012500000001,31018.02895,30,"18LH 2",345,517.5,289.5,10,30,null,25018.087162162163,25,null,18,"LH",7,"18LH 7",871.62162162162167,1307.4324324324325,598.74671292914536,{"$f":"MIN(AP52,360/'Roof Bay Analysis'!$I$51*AR52)","v":871.62162162162167},17,null,"26K 9",52,93,343.3982140259123,null,0.96447611633062935,null,"26K9",356.04636362834816]
[25018.090810810812,25018.136216216215,25,null,18,"LH",8,"18LH 8",908.10810810810813,1362.1621621621621,624.73210372534697,{"$f":"MIN(I53,360/'Roof Bay Analysis'!$I$51*K53)","v":908.10810810810813},19,null,"NA","NA","NA","NA","NA","NA","NA","NA",32,null,"NA","NA","NA","NA","NA","NA","NA","NA",32,null,25018.090810810812,25,null,18,"LH",8,"18LH 8",908.10810810810813,1362.1621621621621,624.73210372534697,{"$f":"MIN(AP53,360/'Roof Bay Analysis'!$I$51*AR53)","v":908.10810810810813},19,null,"26K10",52,110,406.16993056828329,null,0.98067115999440035,null,"26K10",414.17546180373301]
[25018.097297297296,25018.145945945947,25,null,18,"LH",9,"18LH 9",972.97297297297303,1459.4594594594596,666.95836376917453,{"$f":"MIN(I54,360/'Roof Bay Analysis'!$I$51*K54)","v":972.97297297297303},21,null,"NA","NA","NA","NA","NA","NA","NA","NA",36,null,"NA","NA","NA","NA","NA","NA","NA","NA",36,null,25018.097297297296,25,null,18,"LH",9,"18LH 9",972.97297297297303,1459.4594594594596,666.95836376917453,{"$f":"MIN(AP54,360/'Roof Bay Analysis'!$I$51*AR54)","v":972.97297297297303},21,null,"26K12",52,142,524.32845582451114,null,0.93825716990663299,null,"26K12",558.83234644152799]
[25020.045810810811,25020.068716216218,25,null,20,"LH",2,"20LH 2",458.10810810810813,687.16216216216219,331.31373265157049,{"$f":"MIN(I55,360/'Roof Bay Analysis'!$I$51*K55)","v":458.10810810810813},10,null,"NA","NA","NA","NA","NA","NA","NA","NA",40,null,"NA","NA","NA","NA","NA","NA","NA","NA",40,null,25020.045810810811,25,null,20,"LH",2,"20LH 2",458.10810810810813,687.16216216216219,331.31373265157049,{"$f":"MIN(AP55,360/'Roof Bay Analysis'!$I$51*AR55)","v":458.10810810810813},10,null,"28K 6",56,66,304.79462104163963,null,0.95303337266614763,null,"28K6",319.81526542870677]
[25020.048648648648,25020.072972972972,25,null,20,"LH",3,"20LH 3",486.48648648648651,729.7297297297298,364.87819576333089,{"$f":"MIN(I56,360/'Roof Bay Analysis'!$I$51*K56)","v":486.48648648648651},11,null,"NA","NA","NA","NA","NA","NA","NA","NA",44,null,"NA","NA","NA","NA","NA","NA","NA","NA",44,null,25020.048648648648,25,null,20,"LH",3,"20LH 3",486.48648648648651,729.7297297297298,364.87819576333089,{"$f":"MIN(AP56,360/'Roof Bay Analysis'!$I$51*AR56)","v":486.48648648648651},11,null,"28K 7",56,73,337.12132327332858,null,0.9583844674027403,null,"28K7",351.7600031508656]
[25020.059594594593,25020.089391891892,25,null,20,"LH",4,"20LH 4",595.94594594594594,893.91891891891896,463.40613586559533,{"$f":"MIN(I57,360/'Roof Bay Analysis'!$I$51*K57)","v":595.94594594594594},12,null,"NA","NA","NA","NA","NA","NA","NA","NA",48,null,"NA","NA","NA","NA","NA","NA","NA","NA",48,null,25020.059594594593,25,null,20,"LH",4,"20LH 4",595.94594594594594,893.91891891891896,463.40613586559533,{"$f":"MIN(AP57,360/'Roof Bay Analysis'!$I$51*AR57)","v":595.94594594594594},12,null,"28K 8",56,80,369.44802550501765,null,1.0029387693673888,null,"28K8",368.36548430374251]
[25020.064054054055,25020.096081081079,25,null,20,"LH",5,"20LH 5",640.54054054054052,960.81081081081084,496.97059897735573,{"$f":"MIN(I58,360/'Roof Bay Analysis'!$I$51*K58)","v":640.54054054054052},14,null,"NA","NA","NA","NA","NA","NA","NA","NA",52,null,"NA","NA","NA","NA","NA","NA","NA","NA",52,null,25020.064054054055,25,null,20,"LH",5,"20LH 5",640.54054054054052,960.81081081081084,496.97059897735573,{"$f":"MIN(AP58,360/'Roof Bay Analysis'!$I$51*AR58)","v":640.54054054054052},14,null,"28K 9",56,87,401.77472773670667,null,0.96715912708663332,null,"28K9",415.41739770059337]
[25020.085540540542,25020.128310810811,25,null,20,"LH",6,"20LH 6",855.40540540540542,1283.1081081081081,656.1311176040906,{"$f":"MIN(I59,360/'Roof Bay Analysis'!$I$51*K59)","v":855.40540540540542},15,null,"NA","NA","NA","NA","NA","NA","NA","NA",56,null,"NA","NA","NA","NA","NA","NA","NA","NA",56,null,25020.085540540542,25,null,20,"LH",6,"20LH 6",855.40540540540542,1283.1081081081081,656.1311176040906,{"$f":"MIN(AP59,360/'Roof Bay Analysis'!$I$51*AR59)","v":855.40540540540542},15,null,"28K10",56,102,471.04623251889751,null,0.9746551442692073,null,"28K10",483.29528170918974]
[25020.091216216217,25020.136824324323,25,null,20,"LH",7,"20LH 7",912.16216216216219,1368.2432432432433,700.52282688093499,{"$f":"MIN(I60,360/'Roof Bay Analysis'!$I$51*K60)","v":912.16216216216219},17,null,"NA","NA","NA","NA","NA","NA","NA","NA",60,null,"NA","NA","NA","NA","NA","NA","NA","NA",60,null,25020.091216216217,25,null,20,"LH",7,"20LH 7",912.16216216216219,1368.2432432432433,700.52282688093499,{"$f":"MIN(AP60,360/'Roof Bay Analysis'!$I$51*AR60)","v":912.16216216216219},17,null,"28K12",56,132,609.58924208327926,null,0.93454534753423946,null,"28K12",652.28428314544192]
[25020.094054054054,25020.141081081081,25,null,20,"LH",8,"20LH 8",940.54054054054052,1410.8108108108108,724.34276844411977,{"$f":"MIN(I61,360/'Roof Bay Analysis'!$I$51*K61)","v":940.54054054054052},19,null,"NA","NA","NA","NA","NA","NA","NA","NA",64,null,"NA","NA","NA","NA","NA","NA","NA","NA",64,null,25020.094054054054,25,null,20,"LH",8,"20LH 8",940.54054054054052,1410.8108108108108,724.34276844411977,{"$f":"MIN(AP61,360/'Roof Bay Analysis'!$I$51*AR61)","v":940.54054054054052},19,null,"30K 7",60,69,392.38907143977417,null,0.96724986722411299,null,"30K7",405.67498092905618]
[25020.102972972974,25020.15445945946,25,null,20,"LH",9,"20LH 9",1029.7297297297298,1544.5945945945946,789.30624543462386,{"$f":"MIN(I62,360/'Roof Bay Analysis'!$I$51*K62)","v":1029.7297297297298},21,null,"NA","NA","NA","NA","NA","NA","NA","NA",68,null,"NA","NA","NA","NA","NA","NA","NA","NA",68,null,25020.102972972974,25,null,20,"LH",9,"20LH 9",1029.7297297297298,1544.5945945945946,789.30624543462386,{"$f":"MIN(AP62,360/'Roof Bay Analysis'!$I$51*AR62)","v":1029.7297297297298},21,null,"30K 8",60,75,426.50986026062407,null,1.0039321593942394,null,"30K8",424.83932432045509]
[25020.111081081082,25020.166621621622,25,null,20,"LH",10,"20LH10",1110.8108108108108,1666.2162162162163,851.02154857560265,{"$f":"MIN(I63,360/'Roof Bay Analysis'!$I$51*K63)","v":1110.8108108108108},23,null,"NA","NA","NA","NA","NA","NA","NA","NA",72,null,"NA","NA","NA","NA","NA","NA","NA","NA",72,null,25020.111081081082,25,null,20,"LH",10,"20LH10",1110.8108108108108,1666.2162162162163,851.02154857560265,{"$f":"MIN(AP63,360/'Roof Bay Analysis'!$I$51*AR63)","v":1110.8108108108108},23,null,"30K 9",60,81,460.63064908147402,null,0.96089831446395391,null,"30K9",479.37502038229832]
[26018.0468,26018.070199999998,26,null,18,"LH",2,"18LH 2",468,702,313,{"$f":"MIN(I64,360/'Roof Bay Analysis'!$I$51*K64)","v":468},10,null,"NA","NA","NA","NA","NA","NA","NA","NA",80,null,"NA","NA","NA","NA","NA","NA","NA","NA",80,null,26018.0468,26,null,18,"LH",2,"18LH 2",468,702,313,{"$f":"MIN(AP64,360/'Roof Bay Analysis'!$I$51*AR64)","v":468},10,null,"30K10",60,96,545.9326211335989,null,0.97879723533938778,null,"30K10",557.75864645173669]
[26018.052100000001,26018.078150000001,26,null,18,"LH",3,"18LH 3",521,781.5,348,{"$f":"MIN(I65,360/'Roof Bay Analysis'!$I$51*K65)","v":521},11,null,"NA","NA","NA","NA","NA","NA","NA","NA",88,null,"NA","NA","NA","NA","NA","NA","NA","NA",88,null,26018.052100000001,26,null,18,"LH",3,"18LH 3",521,781.5,348,{"$f":"MIN(AP65,360/'Roof Bay Analysis'!$I$51*AR65)","v":521},11,null,"30K11",60,109,619.86099691210711,null,0.94412706824797155,null,"30K11",656.54403708855727]
[26018.060399999998,26018.0906,26,null,18,"LH",4,"18LH 4",604,906,403,{"$f":"MIN(I66,360/'Roof Bay Analysis'!$I$51*K66)","v":604},12,null,"NA","NA","NA","NA","NA","NA","NA","NA",96,null,"NA","NA","NA","NA","NA","NA","NA","NA",96,null,26018.060399999998,26,null,18,"LH",4,"18LH 4",604,906,403,{"$f":"MIN(AP66,360/'Roof Bay Analysis'!$I$51*AR66)","v":604},12,null,"30K12",60,124,705.16296896423182,null,0.93650365497844579,null,"30K12",752.97407032593117]
[26018.0684,26018.102599999998,26,null,18,"LH",5,"18LH 5",684,1026,454,{"$f":"MIN(I67,360/'Roof Bay Analysis'!$I$51*K67)","v":681},15,null,"NA","NA","NA","NA","NA","NA","NA","NA",104,null,"NA","NA","NA","NA","NA","NA","NA","NA",104,null,26018.0681,26,null,18,"LH",5,"18LH 5",684,1026,454,{"$f":"MIN(AP67,360/'Roof Bay Analysis'!$I$51*AR67)","v":681},15,null,"18LH 2",36,124,150.6366719339054,null,1.0283871014424093,null,"18LH02",146.478569910711]
[{"$f":"C68*1000+E68+I68/10000","v":26018.080900000001},{"$f":"C68*1000+E68+J68/10000","v":26018.121350000001},26,null,18,"LH",6,"18LH 6",809,{"$f":"1.5*I68","v":1213.5},526,{"$f":"MIN(I68,360/'Roof Bay Analysis'!$I$51*K68)","v":789},15,null,"NA","NA","NA","NA","NA","NA","NA","NA",112,null,"NA","NA","NA","NA","NA","NA","NA","NA",112,null,{"$f":"AJ68*1000+AL68+AS68/10000","v":26018.0789},26,null,18,"LH",6,"18LH 6",809,{"$f":"1.5*AP68","v":1213.5},526,{"$f":"MIN(AP68,360/'Roof Bay Analysis'!$I$51*AR68)","v":789},15,null,"18LH 3",36,136,{"$f":"26.767*AX68*(AW68-0.33)^3*10^-6","v":165.21441437912208},null,{"$f":"AY68/BD68","v":1.0047820347064507},null,"18LH03",164.42811343396465]
[26018.083999999999,26018.126,26,null,{"$f":"VALUE(LEFT(H69,2))","v":18},{"$f":"MID(H69,3,LEN(H69)-4)","v":"LH"},{"$f":"VALUE(RIGHT(H69,2))","v":7},"18LH 7",840,1260,553,{"$f":"MIN(I69,360/'Roof Bay Analysis'!$I$51*K69)","v":829.5},17,null,"NA","NA","NA","NA","NA","NA","NA","NA",120,null,"NA","NA","NA","NA","NA","NA","NA","NA",120,null,26018.08295,26,null,{"$f":"VALUE(LEFT(AO69,2))","v":18},{"$f":"MID(AO69,3,LEN(AO69)-4)","v":"LH"},{"$f":"VALUE(RIGHT(AO69,2))","v":7},"18LH 7",840,1260,553,{"$f":"MIN(AP69,360/'Roof Bay Analysis'!$I$51*AR69)","v":829.5},17,null,"18LH 4",36,153,185.86621617651232,null,0.97245137102075829,null,"18LH04",191.13163055280916]
[26018.087599999999,26018.131399999998,26,null,18,"LH",8,"18LH 8",876,1314,577,{"$f":"MIN(I70,360/'Roof Bay Analysis'!$I$51*K70)","v":865.5},19,null,null,null,null,null,null,null,null,null,null,null,null,null,null,null,null,null,null,null,null,null,26018.08655,26,null,18,"LH",8,"18LH 8",876,1314,577,{"$f":"MIN(AP70,360/'Roof Bay Analysis'!$I$51*AR70)","v":865.5},19,null,"18LH 5",36,179,217.45132480781507,null,0.96773733511285254,null,"18LH05",224.70077046521826]
[26018.0936,26018.1404,26,null,18,"LH",9,"18LH 9",936,1404,616,{"$f":"MIN(I71,360/'Roof Bay Analysis'!$I$51*K71)","v":924},21,null,"Return \"X\" if depths don't match.",null,null,null,null,null,null,null,null,null,"Return \"X\" if depths don't match.",null,null,null,null,null,null,null,null,null,26018.092400000001,26,null,18,"LH",9,"18LH 9",936,1404,616,{"$f":"MIN(AP71,360/'Roof Bay Analysis'!$I$51*AR71)","v":924},21,null,"18LH 6",36,195,236.8883147347706,null,0.92030092369965266,null,"18LH06",257.40310439162499]
[26020.0442,26020.066299999999,26,null,20,"LH",2,"20LH 2",442,663,306,{"$f":"MIN(I72,360/'Roof Bay Analysis'!$I$51*K72)","v":442},10,null,null,null,null,null,null,null,null,null,null,null,null,null,null,null,null,null,null,null,null,null,26020.0442,26,null,20,"LH",2,"20LH 2",442,663,306,{"$f":"MIN(AP72,360/'Roof Bay Analysis'!$I$51*AR72)","v":442},10,null,"18LH 7",36,222,269.68823523650804,null,0.984545897676943,null,"18LH07",273.92144528035021]
[26020.046900000001,26020.070350000002,26,null,20,"LH",3,"20LH 3",469,703.5,337,{"$f":"MIN(I73,360/'Roof Bay Analysis'!$I$51*K73)","v":469},11,null,{"$f":"IF(Q73=\"NA\",\"NA\",$Q$1*1000+Q73+$Q$2/10000)","v":"NA"},{"$f":"IF($Q73=\"NA\",\"NA\",IF($P11=$O11,$P11,IF(ROUNDDOWN($O42,0)=ROUNDDOWN($P42,0),P42,\"X\")))","v":"NA"},{"$f":"IF(W73<$T$2,\"NA\",IF(W73>$T$3,\"NA\",W73))","v":"NA"},{"$f":"IF($Q73=\"NA\",\"NA\",IF($P11=$O11,$R11,IF(ROUNDDOWN($O42,0)=ROUNDDOWN($P42,0),R42,\"X\")))","v":"NA"},{"$f":"IF($Q73=\"NA\",\"NA\",IF($P11=$O11,$S11,IF(ROUNDDOWN($O42,0)=ROUNDDOWN($P42,0),S42,\"X\")))","v":"NA"},{"$f":"IF($Q73=\"NA\",\"NA\",IF($P11=$O11,$T11,IF(ROUNDDOWN($O42,0)=ROUNDDOWN($P42,0),T42,\"X\")))","v":"NA"},{"$f":"IF($Q73=\"NA\",\"NA\",IF($P11=$O11,$U11,IF(ROUNDDOWN($O42,0)=ROUNDDOWN($P42,0),U42,\"X\")))","v":"NA"},{"$f":"IF($Q73=\"NA\",\"NA\",IF($P11=$O11,$V11,IF(ROUNDDOWN($O42,0)=ROUNDDOWN($P42,0),V42,\"X\")))","v":"NA"},10,null,{"$f":"IF(AA73=\"NA\",\"NA\",$Q$1*1000+AA73+$Q$3/10000)","v":"NA"},{"$f":"IF($AA73=\"NA\",\"NA\",IF($Z11=$Y11,$Z11,IF(ROUNDDOWN($Y42,0)=ROUNDDOWN($Z42,0),Z42,\"X\")))","v":"NA"},{"$f":"IF(AG73<$T$2,\"NA\",IF(AG73>$T$3,\"NA\",AG73))","v":"NA"},{"$f":"IF($AA73=\"NA\",\"NA\",IF($Z11=$Y11,$AB11,IF(ROUNDDOWN($Y42,0)=ROUNDDOWN($Z42,0),AB42,\"X\")))","v":"NA"},{"$f":"IF($AA73=\"NA\",\"NA\",IF($Z11=$Y11,$AC11,IF(ROUNDDOWN($Y42,0)=ROUNDDOWN($Z42,0),AC42,\"X\")))","v":"NA"},{"$f":"IF($AA73=\"NA\",\"NA\",IF($Z11=$Y11,$AD11,IF(ROUNDDOWN($Y42,0)=ROUNDDOWN($Z42,0),AD42,\"X\")))","v":"NA"},{"$f":"IF($AA73=\"NA\",\"NA\",IF($Z11=$Y11,$AE11,IF(ROUNDDOWN($Y42,0)=ROUNDDOWN($Z42,0),AE42,\"X\")))","v":"NA"},{"$f":"IF($AA73=\"NA\",\"NA\",IF($Z11=$Y11,$AF11,IF(ROUNDDOWN($Y42,0)=ROUNDDOWN($Z42,0),AF42,\"X\")))","v":"NA"},10,null,26020.046900000001,26,null,20,"LH",3,"20LH 3",469,703.5,337,{"$f":"MIN(AP73,360/'Roof Bay Analysis'!$I$51*AR73)","v":469},11,null,"18LH 8",36,246,298.84372012694138,null,0.94578624833460578,null,"18LH08",315.97384784687068]
[26020.057400000002,26020.0861,26,null,20,"LH",4,"20LH 4",574,861,428,{"$f":"MIN(I74,360/'Roof Bay Analysis'!$I$51*K74)","v":574},12,null,{"$f":"IF(Q74=\"NA\",\"NA\",$Q$1*1000+Q74+$Q$2/10000)","v":"NA"},{"$f":"IF($Q74=\"NA\",\"NA\",IF($P12=$O12,$P12,IF(ROUNDDOWN($O43,0)=ROUNDDOWN($P43,0),P43,\"X\")))","v":"NA"},"NA",{"$f":"IF($Q74=\"NA\",\"NA\",IF($P12=$O12,$R12,IF(ROUNDDOWN($O43,0)=ROUNDDOWN($P43,0),R43,\"X\")))","v":"NA"},{"$f":"IF($Q74=\"NA\",\"NA\",IF($P12=$O12,$S12,IF(ROUNDDOWN($O43,0)=ROUNDDOWN($P43,0),S43,\"X\")))","v":"NA"},{"$f":"IF($Q74=\"NA\",\"NA\",IF($P12=$O12,$T12,IF(ROUNDDOWN($O43,0)=ROUNDDOWN($P43,0),T43,\"X\")))","v":"NA"},{"$f":"IF($Q74=\"NA\",\"NA\",IF($P12=$O12,$U12,IF(ROUNDDOWN($O43,0)=ROUNDDOWN($P43,0),U43,\"X\")))","v":"NA"},{"$f":"IF($Q74=\"NA\",\"NA\",IF($P12=$O12,$V12,IF(ROUNDDOWN($O43,0)=ROUNDDOWN($P43,0),V43,\"X\")))","v":"NA"},12,null,{"$f":"IF(AA74=\"NA\",\"NA\",$Q$1*1000+AA74+$Q$3/10000)","v":"NA"},{"$f":"IF($AA74=\"NA\",\"NA\",IF($Z12=$Y12,$Z12,IF(ROUNDDOWN($Y43,0)=ROUNDDOWN($Z43,0),Z43,\"X\")))","v":"NA"},"NA",{"$f":"IF($AA74=\"NA\",\"NA\",IF($Z12=$Y12,$AB12,IF(ROUNDDOWN($Y43,0)=ROUNDDOWN($Z43,0),AB43,\"X\")))","v":"NA"},{"$f":"IF($AA74=\"NA\",\"NA\",IF($Z12=$Y12,$AC12,IF(ROUNDDOWN($Y43,0)=ROUNDDOWN($Z43,0),AC43,\"X\")))","v":"NA"},{"$f":"IF($AA74=\"NA\",\"NA\",IF($Z12=$Y12,$AD12,IF(ROUNDDOWN($Y43,0)=ROUNDDOWN($Z43,0),AD43,\"X\")))","v":"NA"},{"$f":"IF($AA74=\"NA\",\"NA\",IF($Z12=$Y12,$AE12,IF(ROUNDDOWN($Y43,0)=ROUNDDOWN($Z43,0),AE43,\"X\")))","v":"NA"},{"$f":"IF($AA74=\"NA\",\"NA\",IF($Z12=$Y12,$AF12,IF(ROUNDDOWN($Y43,0)=ROUNDDOWN($Z43,0),AF43,\"X\")))","v":"NA"},12,null,26020.057400000002,26,null,20,"LH",4,"20LH 4",574,861,428,{"$f":"MIN(AP74,360/'Roof Bay Analysis'!$I$51*AR74)","v":574},12,null,"18LH 9",36,266,323.1399575356358,null,0.90914488575328511,null,"18LH09",355.43284970238108]
[26020.061600000001,26020.092400000001,26,null,20,"LH",5,"20LH 5",616,924,459,{"$f":"MIN(I75,360/'Roof Bay Analysis'!$I$51*K75)","v":616},14,null,"NA","NA","NA","NA","NA","NA","NA","NA",14,null,"NA","NA","NA","NA","NA","NA","NA","NA",14,null,26020.061600000001,26,null,20,"LH",5,"20LH 5",616,924,459,{"$f":"MIN(AP75,360/'Roof Bay Analysis'!$I$51*AR75)","v":616},14,null,"20LH 2",40,108,180.47209333287466,null,0.98731039014803823,null,"20LH02",182.79164803057984]
[26020.082200000001,26020.123299999999,26,null,20,"LH",6,"20LH 6",822,1233,606,{"$f":"MIN(I76,360/'Roof Bay Analysis'!$I$51*K76)","v":822},15,null,30016.018738750001,"X",16,"X","X","X","X","X",16,null,30016.012500000001,"X",16,"X","X","X","X","X",16,null,26020.082200000001,26,null,20,"LH",6,"20LH 6",822,1233,606,{"$f":"MIN(AP76,360/'Roof Bay Analysis'!$I$51*AR76)","v":822},15,null,"20LH 3",40,123,205.53766185132949,null,1.0004130816704464,null,"20LH03",205.45279306837094]
[26020.087800000001,26020.131700000002,26,null,20,"LH",7,"20LH 7",878,1317,647,{"$f":"MIN(I77,360/'Roof Bay Analysis'!$I$51*K77)","v":878},17,null,30018.018738750001,30018.036700000001,18,"18LH 2",367,550.5,318,10,18,null,30018.012500000001,30018.031800000001,18,"18LH 2",367,550.5,318,10,18,null,26020.087800000001,26,null,20,"LH",7,"20LH 7",878,1317,647,{"$f":"MIN(AP77,360/'Roof Bay Analysis'!$I$51*AR77)","v":878},17,null,"20LH 4",40,139,232.27426827101462,null,0.9723581787073744,null,"20LH04",238.87727110990468]
[26020.090800000002,26020.136200000001,26,null,20,"LH",8,"20LH 8",908,1362,669,{"$f":"MIN(I78,360/'Roof Bay Analysis'!$I$51*K78)","v":908},19,null,30020.018738750001,30020.038799999998,20,"20LH 2",388,582,375,10,20,null,30020.012500000001,30020.037499999999,20,"20LH 2",388,582,375,10,20,null,26020.090800000002,26,null,20,"LH",8,"20LH 8",908,1362,669,{"$f":"MIN(AP78,360/'Roof Bay Analysis'!$I$51*AR78)","v":908},19,null,"20LH 5",40,161,269.03710209808168,null,0.95769222207917293,null,"20LH05",280.92230039625429]
[26020.098999999998,26020.148499999999,26,null,20,"LH",9,"20LH 9",990,1485,729,{"$f":"MIN(I79,360/'Roof Bay Analysis'!$I$51*K79)","v":990},21,null,30022.018738750001,"X",22,"X","X","X","X","X",22,null,30022.012500000001,"X",22,"X","X","X","X","X",22,null,26020.098999999998,26,null,20,"LH",9,"20LH 9",990,1485,729,{"$f":"MIN(AP79,360/'Roof Bay Analysis'!$I$51*AR79)","v":990},21,null,"20LH 6",40,178,297.44474641899717,null,0.92401796751399268,null,"20LH06",321.90363918923782]
[26020.106800000001,26020.160199999998,26,null,20,"LH",10,"20LH10",1068,1602,786,{"$f":"MIN(I80,360/'Roof Bay Analysis'!$I$51*K80)","v":1068},23,null,30024.018738750001,30024.038764044944,24,"24LH 3",387.64044943820227,581.4606741573034,387.64044943820227,11,24,null,30024.012500000001,30024.038764044944,24,"24LH 3",387.64044943820227,581.4606741573034,387.64044943820227,11,24,null,26020.106800000001,26,null,20,"LH",10,"20LH10",1068,1602,786,{"$f":"MIN(AP80,360/'Roof Bay Analysis'!$I$51*AR80)","v":1068},23,null,"20LH 7",40,202,337.54965604852492,null,0.98424638154485089,null,"20LH07",342.95239726328953]
[27018.0442,27018.066299999999,27,null,18,"LH",2,"18LH 2",442,663,284,{"$f":"MIN(I81,360/'Roof Bay Analysis'!$I$51*K81)","v":426},10,null,30026.018738750001,"X",26,"X","X","X","X","X",26,null,30026.012500000001,"X",26,"X","X","X","X","X",26,null,27018.042600000001,27,null,18,"LH",2,"18LH 2",442,663,284,{"$f":"MIN(AP81,360/'Roof Bay Analysis'!$I$51*AR81)","v":426},10,null,"20LH 8",40,225,375.98352777682226,null,0.98824398115743084,null,"20LH08",380.45617777147555]
[27018.049299999999,27018.073950000002,27,null,18,"LH",3,"18LH 3",493,739.5,317,{"$f":"MIN(I82,360/'Roof Bay Analysis'!$I$51*K82)","v":475.5},11,null,30028.018738750001,"X",28,"X","X","X","X","X",28,null,30028.012500000001,"X",28,"X","X","X","X","X",28,null,27018.047549999999,27,null,18,"LH",3,"18LH 3",493,739.5,317,{"$f":"MIN(AP82,360/'Roof Bay Analysis'!$I$51*AR82)","v":475.5},11,null,"20LH 9",40,244,407.73324790019836,null,0.91386203467274874,null,"20LH09",446.16499255952397]
[27018.057100000002,27018.085650000001,27,null,18,"LH",4,"18LH 4",571,856.5,367,{"$f":"MIN(I83,360/'Roof Bay Analysis'!$I$51*K83)","v":550.5},12,null,30030.018738750001,"X",30,"X","X","X","X","X",30,null,30030.012500000001,"X",30,"X","X","X","X","X",30,null,27018.055049999999,27,null,18,"LH",4,"18LH 4",571,856.5,367,{"$f":"MIN(AP83,360/'Roof Bay Analysis'!$I$51*AR83)","v":550.5},12,null,"20LH10",40,274,457.86438493710796,null,0.98442427102573815,null,"20LH10",465.10879344739044]
[27018.0648,27018.0972,27,null,18,"LH",5,"18LH 5",648,972,414,{"$f":"MIN(I84,360/'Roof Bay Analysis'!$I$51*K84)","v":621},15,null,"NA","NA","NA","NA","NA","NA","NA","NA",32,null,"NA","NA","NA","NA","NA","NA","NA","NA",32,null,27018.062099999999,27,null,18,"LH",5,"18LH 5",648,972,414,{"$f":"MIN(AP84,360/'Roof Bay Analysis'!$I$51*AR84)","v":621},15,null,"24LH 3",48,96,278.35971793358607,null,1.0001341624620117,null,"24LH03",278.32237751818525]
[27018.0749,27018.112349999999,27,null,18,"LH",6,"18LH 6",749,1123.5,469,{"$f":"MIN(I85,360/'Roof Bay Analysis'!$I$51*K85)","v":703.5},15,null,"NA","NA","NA","NA","NA","NA","NA","NA",36,null,"NA","NA","NA","NA","NA","NA","NA","NA",36,null,27018.070350000002,27,null,18,"LH",6,"18LH 6",749,1123.5,469,{"$f":"MIN(AP85,360/'Roof Bay Analysis'!$I$51*AR85)","v":703.5},15,null,"24LH 4",48,107,310.25510228014281,null,0.99687127206361992,null,"24LH04",311.22885268614948]
[27018.080900000001,27018.121350000001,27,null,18,"LH",7,"18LH 7",809,1213.5,513,{"$f":"MIN(I86,360/'Roof Bay Analysis'!$I$51*K86)","v":769.5},17,null,"NA","NA","NA","NA","NA","NA","NA","NA",40,null,"NA","NA","NA","NA","NA","NA","NA","NA",40,null,27018.076949999999,27,null,18,"LH",7,"18LH 7",809,1213.5,513,{"$f":"MIN(AP86,360/'Roof Bay Analysis'!$I$51*AR86)","v":769.5},17,null,"24LH 5",48,124,359.54796899754865,null,0.95059179529178495,null,"24LH05",378.23592711231544]
[27018.084299999999,27018.12645,27,null,18,"LH",8,"18LH 8",843,1264.5,534,{"$f":"MIN(I87,360/'Roof Bay Analysis'!$I$51*K87)","v":801},19,null,"NA",{"$f":"IF($Q87=\"NA\",\"NA\",IF($P25=$O25,$P25,IF(ROUNDDOWN($O56,0)=ROUNDDOWN($P56,0),P56,\"X\")))","v":"NA"},"NA",{"$f":"IF($Q87=\"NA\",\"NA\",IF($P25=$O25,$R25,IF(ROUNDDOWN($O56,0)=ROUNDDOWN($P56,0),R56,\"X\")))","v":"NA"},{"$f":"IF($Q87=\"NA\",\"NA\",IF($P25=$O25,$S25,IF(ROUNDDOWN($O56,0)=ROUNDDOWN($P56,0),S56,\"X\")))","v":"NA"},{"$f":"IF($Q87=\"NA\",\"NA\",IF($P25=$O25,$T25,IF(ROUNDDOWN($O56,0)=ROUNDDOWN($P56,0),T56,\"X\")))","v":"NA"},{"$f":"IF($Q87=\"NA\",\"NA\",IF($P25=$O25,$U25,IF(ROUNDDOWN($O56,0)=ROUNDDOWN($P56,0),U56,\"X\")))","v":"NA"},{"$f":"IF($Q87=\"NA\",\"NA\",IF($P25=$O25,$V25,IF(ROUNDDOWN($O56,0)=ROUNDDOWN($P56,0),V56,\"X\")))","v":"NA"},44,null,"NA",{"$f":"IF($AA87=\"NA\",\"NA\",IF($Z25=$Y25,$Z25,IF(ROUNDDOWN($Y56,0)=ROUNDDOWN($Z56,0),Z56,\"X\")))","v":"NA"},"NA",{"$f":"IF($AA87=\"NA\",\"NA\",IF($Z25=$Y25,$AB25,IF(ROUNDDOWN($Y56,0)=ROUNDDOWN($Z56,0),AB56,\"X\")))","v":"NA"},{"$f":"IF($AA87=\"NA\",\"NA\",IF($Z25=$Y25,$AC25,IF(ROUNDDOWN($Y56,0)=ROUNDDOWN($Z56,0),AC56,\"X\")))","v":"NA"},{"$f":"IF($AA87=\"NA\",\"NA\",IF($Z25=$Y25,$AD25,IF(ROUNDDOWN($Y56,0)=ROUNDDOWN($Z56,0),AD56,\"X\")))","v":"NA"},{"$f":"IF($AA87=\"NA\",\"NA\",IF($Z25=$Y25,$AE25,IF(ROUNDDOWN($Y56,0)=ROUNDDOWN($Z56,0),AE56,\"X\")))","v":"NA"},{"$f":"IF($AA87=\"NA\",\"NA\",IF($Z25=$Y25,$AF25,IF(ROUNDDOWN($Y56,0)=ROUNDDOWN($Z56,0),AF56,\"X\")))","v":"NA"},44,null,27018.080099999999,27,null,18,"LH",8,"18LH 8",843,1264.5,534,{"$f":"MIN(AP87,360/'Roof Bay Analysis'!$I$51*AR87)","v":801},19,null,"24LH 6",48,152,440.73622006151123,null,0.93254166663338556,null,"24LH06",472.61826021418938]
[27018.090100000001,27018.135149999998,27,null,18,"LH",9,"18LH 9",901,1351.5,571,{"$f":"MIN(I88,360/'Roof Bay Analysis'!$I$51*K88)","v":856.5},21,null,"NA","NA","NA","NA","NA","NA","NA","NA",48,null,"NA","NA","NA","NA","NA","NA","NA","NA",48,null,27018.085650000001,27,null,18,"LH",9,"18LH 9",901,1351.5,571,{"$f":"MIN(AP88,360/'Roof Bay Analysis'!$I$51*AR88)","v":856.5},21,null,"24LH 7",48,171,495.82824756920019,null,0.98299043824195087,null,"24LH07",504.40800671059856]
[27020.043699999998,27020.065549999999,27,null,20,"LH",2,"20LH 2",437,655.5,303,{"$f":"MIN(I89,360/'Roof Bay Analysis'!$I$51*K89)","v":437},10,null,"NA","NA","NA","NA","NA","NA","NA","NA",52,null,"NA","NA","NA","NA","NA","NA","NA","NA",52,null,27020.043699999998,27,null,20,"LH",2,"20LH 2",437,655.5,303,{"$f":"MIN(AP89,360/'Roof Bay Analysis'!$I$51*AR89)","v":437},10,null,"24LH 8",48,184,533.52279270603992,null,0.98711451373822079,null,"24LH08",540.48723352833633]
[27020.046300000002,27020.069449999999,27,null,20,"LH",3,"20LH 3",463,694.5,333,{"$f":"MIN(I90,360/'Roof Bay Analysis'!$I$51*K90)","v":463},11,null,"NA","NA","NA","NA","NA","NA","NA","NA",56,null,"NA","NA","NA","NA","NA","NA","NA","NA",56,null,27020.046300000002,27,null,20,"LH",3,"20LH 3",463,694.5,333,{"$f":"MIN(AP90,360/'Roof Bay Analysis'!$I$51*AR90)","v":463},11,null,"24LH 9",48,209,606.01230258457804,null,0.91981213099552739,null,"24LH09",658.8435639880953]
[27020.0566,27020.084900000002,27,null,20,"LH",4,"20LH 4",566,849,406,{"$f":"MIN(I91,360/'Roof Bay Analysis'!$I$51*K91)","v":566},12,null,"NA","NA","NA","NA","NA","NA","NA","NA",60,null,"NA","NA","NA","NA","NA","NA","NA","NA",60,null,27020.0566,27,null,20,"LH",4,"20LH 4",566,849,406,{"$f":"MIN(AP91,360/'Roof Bay Analysis'!$I$51*AR91)","v":566},12,null,"24LH10",48,234,678.50181246311604,null,0.93746275612253382,null,"24LH10",723.76401945767589]
[27020.0609,27020.091349999999,27,null,20,"LH",5,"20LH 5",609,913.5,437,{"$f":"MIN(I92,360/'Roof Bay Analysis'!$I$51*K92)","v":609},14,null,"NA","NA","NA","NA","NA","NA","NA","NA",64,null,"NA","NA","NA","NA","NA","NA","NA","NA",64,null,27020.0609,27,null,20,"LH",5,"20LH 5",609,913.5,437,{"$f":"MIN(AP92,360/'Roof Bay Analysis'!$I$51*AR92)","v":609},14,null,"24LH11",48,259,750.99132234165415,null,0.9879196371033454,null,"24LH11",760.17450624184085]
[27020.079099999999,27020.11865,27,null,20,"LH",6,"20LH 6",791,1186.5,561,{"$f":"MIN(I93,360/'Roof Bay Analysis'!$I$51*K93)","v":791},15,null,"NA","NA","NA","NA","NA","NA","NA","NA",68,null,"NA","NA","NA","NA","NA","NA","NA","NA",68,null,27020.079099999999,27,null,20,"LH",6,"20LH 6",791,1186.5,561,{"$f":"MIN(AP93,360/'Roof Bay Analysis'!$I$51*AR93)","v":791},15,null,"28LH 5",56,97,447.95573092483386,null,0.95457231933067044,null,"28LH05",469.27374893809264]
[27020.084500000001,27020.126749999999,27,null,20,"LH",7,"20LH 7",845,1267.5,599,{"$f":"MIN(I94,360/'Roof Bay Analysis'!$I$51*K94)","v":845},17,null,"NA","NA","NA","NA","NA","NA","NA","NA",72,null,"NA","NA","NA","NA","NA","NA","NA","NA",72,null,27020.084500000001,27,null,20,"LH",7,"20LH 7",845,1267.5,599,{"$f":"MIN(AP94,360/'Roof Bay Analysis'!$I$51*AR94)","v":845},17,null,"28LH 6",56,126,581.88064017040278,null,0.97912610575296011,null,"28LH06",594.28569696130137]
[27020.087299999999,27020.130949999999,27,null,20,"LH",8,"20LH 8",873,1309.5,619,{"$f":"MIN(I95,360/'Roof Bay Analysis'!$I$51*K95)","v":873},19,null,"NA","NA","NA","NA","NA","NA","NA","NA",80,null,"NA","NA","NA","NA","NA","NA","NA","NA",80,null,27020.087299999999,27,null,20,"LH",8,"20LH 8",873,1309.5,619,{"$f":"MIN(AP95,360/'Roof Bay Analysis'!$I$51*AR95)","v":873},19,null,"28LH 7",56,142,655.77024527140622,null,0.97568953736411157,null,"28LH07",672.10953910914327]
[27020.095300000001,27020.142950000001,27,null,20,"LH",9,"20LH 9",953,1429.5,675,{"$f":"MIN(I96,360/'Roof Bay Analysis'!$I$51*K96)","v":953},21,null,"NA","NA","NA","NA","NA","NA","NA","NA",88,null,"NA","NA","NA","NA","NA","NA","NA","NA",88,null,27020.095300000001,27,null,20,"LH",9,"20LH 9",953,1429.5,675,{"$f":"MIN(AP96,360/'Roof Bay Analysis'!$I$51*AR96)","v":953},21,null,"28LH 8",56,148,683.4788471842827,null,0.98052324145182779,null,"28LH08",697.05522346648161]
[27020.102800000001,27020.154200000001,27,null,20,"LH",10,"20LH10",1028,1542,724,{"$f":"MIN(I97,360/'Roof Bay Analysis'!$I$51*K97)","v":1028},23,null,"NA","NA","NA","NA","NA","NA","NA","NA",96,null,"NA","NA","NA","NA","NA","NA","NA","NA",96,null,27020.102800000001,27,null,20,"LH",10,"20LH10",1028,1542,724,{"$f":"MIN(AP97,360/'Roof Bay Analysis'!$I$51*AR97)","v":1028},23,null,"28LH 9",56,183,845.11235834272782,null,0.92550021184366427,null,"28LH09",913.14118303571433]
[28018.041799999999,28018.062699999999,28,null,18,"LH",2,"18LH 2",418,627,259,{"$f":"MIN(I98,360/'Roof Bay Analysis'!$I$51*K98)","v":388.5},10,null,"NA","NA","NA","NA","NA","NA","NA","NA",104,null,"NA","NA","NA","NA","NA","NA","NA","NA",104,null,28018.038850000001,28,null,18,"LH",2,"18LH 2",418,627,259,{"$f":"MIN(AP98,360/'Roof Bay Analysis'!$I$51*AR98)","v":388.5},10,null,"28LH10",56,204,942.09246503779502,null,0.98667339564552925,null,"28LH10",954.81693252855246]
[28018.046699999999,28018.070049999998,28,null,18,"LH",3,"18LH 3",467,700.5,289,{"$f":"MIN(I99,360/'Roof Bay Analysis'!$I$51*K99)","v":433.5},11,null,"NA","NA","NA","NA","NA","NA","NA","NA",112,null,"NA","NA","NA","NA","NA","NA","NA","NA",112,null,28018.04335,28,null,18,"LH",3,"18LH 3",467,700.5,289,{"$f":"MIN(AP99,360/'Roof Bay Analysis'!$I$51*AR99)","v":433.5},11,null,"28LH11",56,223,1029.8363710952367,null,0.97593166129313669,null,"28LH11",1055.234102898839]
[28018.053500000002,28018.080249999999,28,null,18,"LH",4,"18LH 4",535,802.5,329,{"$f":"MIN(I100,360/'Roof Bay Analysis'!$I$51*K100)","v":493.5},12,null,"NA","NA","NA","NA","NA","NA","NA","NA",120,null,"NA","NA","NA","NA","NA","NA","NA","NA",120,null,28018.049350000001,28,null,18,"LH",4,"18LH 4",535,802.5,329,{"$f":"MIN(AP100,360/'Roof Bay Analysis'!$I$51*AR100)","v":493.5},12,null,"28LH12",56,256,1182.2336816160564,null,0.95771736645621464,null,"28LH12",1234.4285725867187]
[28018.061399999999,28018.092100000002,28,null,18,"LH",5,"18LH 5",614,921,378,{"$f":"MIN(I101,360/'Roof Bay Analysis'!$I$51*K101)","v":567},15,null,null,null,null,null,null,null,null,null,null,null,null,null,null,null,null,null,null,null,null,null,28018.056700000001,28,null,18,"LH",5,"18LH 5",614,921,378,{"$f":"MIN(AP101,360/'Roof Bay Analysis'!$I$51*AR101)","v":567},15,null,"28LH13",56,281,1297.6861895863744,null,0.98090854185603515,null,"28LH13",1322.9431024537166]
[28018.069599999999,28018.1044,28,null,18,"LH",6,"18LH 6",696,1044,419,{"$f":"MIN(I102,360/'Roof Bay Analysis'!$I$51*K102)","v":628.5},15,null,"Return \"NA\" if deflection is inadequate.",null,null,null,null,null,null,null,null,null,"Return \"NA\" if total load (strength) is inadequate.",null,null,null,null,null,null,null,null,null,28018.062849999998,28,null,18,"LH",6,"18LH 6",696,1044,419,{"$f":"MIN(AP102,360/'Roof Bay Analysis'!$I$51*AR102)","v":628.5},15,null,"32LH 6",64,104,718.5178932093678,null,0.95729477956690279,null,"32LH06",750.57120183444238]
[28018.078000000001,28018.116999999998,28,null,18,"LH",7,"18LH 7",780,1170,476,{"$f":"MIN(I103,360/'Roof Bay Analysis'!$I$51*K103)","v":714},17,null,null,null,null,null,null,null,null,null,null,null,null,null,null,null,null,null,null,null,null,null,28018.071400000001,28,null,18,"LH",7,"18LH 7",780,1170,476,{"$f":"MIN(AP103,360/'Roof Bay Analysis'!$I$51*AR103)","v":714},17,null,"32LH 7",64,116,801.42380396429473,null,0.9309120850067174,null,"32LH07",860.90170798299573]
[28018.081200000001,28018.121800000001,28,null,18,"LH",8,"18LH 8",812,1218,496,{"$f":"MIN(I104,360/'Roof Bay Analysis'!$I$51*K104)","v":744},19,null,{"$f":"IF(Q104=\"NA\",\"NA\",$Q$1*1000+Q104+$Q$2/10000)","v":"NA"},{"$f":"IF($Q$3>$U73,\"NA\",P73)","v":"NA"},{"$f":"IF(W104<$T$2,\"NA\",IF(W104>$T$3,\"NA\",W104))","v":"NA"},{"$f":"IF($Q$3>$U73,\"NA\",R73)","v":"NA"},{"$f":"IF($Q$3>$U73,\"NA\",S73)","v":"NA"},"NA","NA",{"$f":"IF($Q$3>$U73,\"NA\",V73)","v":"NA"},10,null,{"$f":"IF(AA104=\"NA\",\"NA\",$Q$1*1000+AA104+$Q$3/10000)","v":"NA"},{"$f":"IF($O$1=\"ASD\",IF($Q$2>$AC73,\"NA\",Z73),IF($Q$2>$AD73,\"NA\",Z73))","v":"NA"},{"$f":"IF(AG104<$T$2,\"NA\",IF(AG104>$T$3,\"NA\",AG104))","v":"NA"},{"$f":"IF($O$1=\"ASD\",IF($Q$2>$AC73,\"NA\",AB73),IF($Q$2>$AD73,\"NA\",AB73))","v":"NA"},{"$f":"IF($O$1=\"ASD\",IF($Q$2>$AC73,\"NA\",AC73),IF($Q$2>$AD73,\"NA\",AC73))","v":"NA"},"NA","NA","NA",10,null,28018.074400000001,28,null,18,"LH",8,"18LH 8",812,1218,496,{"$f":"MIN(AP104,360/'Roof Bay Analysis'!$I$51*AR104)","v":744},19,null,"32LH 8",64,125,863.60323703049016,null,0.97266476902571741,null,"32LH08",887.87346322364465]
[28018.086800000001,28018.1302,28,null,18,"LH",9,"18LH 9",868,1302,527,{"$f":"MIN(I105,360/'Roof Bay Analysis'!$I$51*K105)","v":790.5},21,null,{"$f":"IF(Q105=\"NA\",\"NA\",$Q$1*1000+Q105+$Q$2/10000)","v":"NA"},{"$f":"IF($Q$3>$U74,\"NA\",P74)","v":"NA"},"NA",{"$f":"IF($Q$3>$U74,\"NA\",R74)","v":"NA"},"NA","NA","NA","NA",12,null,{"$f":"IF(AA105=\"NA\",\"NA\",$Q$1*1000+AA105+$Q$3/10000)","v":"NA"},{"$f":"IF($O$1=\"ASD\",IF($Q$2>$AC74,\"NA\",Z74),IF($Q$2>$AD74,\"NA\",Z74))","v":"NA"},"NA",{"$f":"IF($O$1=\"ASD\",IF($Q$2>$AC74,\"NA\",AB74),IF($Q$2>$AD74,\"NA\",AB74))","v":"NA"},"NA","NA","NA","NA",12,null,28018.07905,28,null,18,"LH",9,"18LH 9",868,1302,527,{"$f":"MIN(AP105,360/'Roof Bay Analysis'!$I$51*AR105)","v":790.5},21,null,"32LH 9",64,157,1084.6856657102956,null,0.97521293457070013,null,"32LH09",1112.2552083333335]
[28020.043099999999,28020.06465,28,null,20,"LH",2,"20LH 2",431,646.5,298,{"$f":"MIN(I106,360/'Roof Bay Analysis'!$I$51*K106)","v":431},10,null,"NA","NA","NA","NA","NA","NA","NA","NA",14,null,"NA","NA","NA","NA","NA","NA","NA","NA",14,null,28020.043099999999,28,null,20,"LH",2,"20LH 2",431,646.5,298,{"$f":"MIN(AP106,360/'Roof Bay Analysis'!$I$51*AR106)","v":431},10,null,"32LH10",64,169,1167.5915764652225,null,0.96570364830155486,null,"32LH10",1209.0578497023812]
[28020.0458,28020.0687,28,null,20,"LH",3,"20LH 3",458,687,317,{"$f":"MIN(I107,360/'Roof Bay Analysis'!$I$51*K107)","v":458},11,null,30016.018738750001,"X",16,"X","X","X","X","X",16,null,30016.012500000001,"X",16,"X","X","X","X","X",16,null,28020.0458,28,null,20,"LH",3,"20LH 3",458,687,317,{"$f":"MIN(AP107,360/'Roof Bay Analysis'!$I$51*AR107)","v":458},11,null,"32LH11",64,187,1291.9504425976133,null,0.97026027362693501,null,"32LH11",1331.5503867515533]
[28020.055799999998,28020.083699999999,28,null,20,"LH",4,"20LH 4",558,837,386,{"$f":"MIN(I108,360/'Roof Bay Analysis'!$I$51*K108)","v":558},12,null,30018.018738750001,30018.036700000001,18,"18LH 2",367,550.5,318,10,18,null,30018.012500000001,30018.031800000001,18,"18LH 2",367,550.5,318,10,18,null,28020.055799999998,28,null,20,"LH",4,"20LH 4",558,837,386,{"$f":"MIN(AP108,360/'Roof Bay Analysis'!$I$51*AR108)","v":558},12,null,"32LH12",64,221,1526.8505230699063,null,0.98214340936757272,null,"32LH12",1554.6105675678102]
[28020.0602,28020.0903,28,null,20,"LH",5,"20LH 5",602,903,416,{"$f":"MIN(I109,360/'Roof Bay Analysis'!$I$51*K109)","v":602},14,null,30020.018738750001,30020.038799999998,20,"20LH 2",388,582,375,10,20,null,30020.012500000001,30020.037499999999,20,"20LH 2",388,582,375,10,20,null,28020.0602,28,null,20,"LH",5,"20LH 5",602,903,416,{"$f":"MIN(AP109,360/'Roof Bay Analysis'!$I$51*AR109)","v":602},14,null,"32LH13",64,249,1720.2976481647365,null,0.97960536224568917,null,"32LH13",1756.1129353365857]
[28020.076300000001,28020.114450000001,28,null,20,"LH",6,"20LH 6",763,1144.5,521,{"$f":"MIN(I110,360/'Roof Bay Analysis'!$I$51*K110)","v":763},15,null,30022.018738750001,"X",22,"X","X","X","X","X",22,null,30022.012500000001,"X",22,"X","X","X","X","X",22,null,28020.076300000001,28,null,20,"LH",6,"20LH 6",763,1144.5,521,{"$f":"MIN(AP110,360/'Roof Bay Analysis'!$I$51*AR110)","v":763},15,null,"32LH14",64,264,1823.9300366083953,null,0.96203272601634982,null,"32LH14",1895.9126724940513]
[28020.081399999999,28020.122100000001,28,null,20,"LH",7,"20LH 7",814,1221,556,{"$f":"MIN(I111,360/'Roof Bay Analysis'!$I$51*K111)","v":814},17,null,30024.018738750001,30024.038764044944,24,"24LH 3",387.64044943820227,581.4606741573034,387.64044943820227,11,24,null,30024.012500000001,30024.038764044944,24,"24LH 3",387.64044943820227,581.4606741573034,387.64044943820227,11,24,null,28020.081399999999,28,null,20,"LH",7,"20LH 7",814,1221,556,{"$f":"MIN(AP111,360/'Roof Bay Analysis'!$I$51*AR111)","v":814},17,null,"32LH15",64,292,2017.3771617032251,null,0.97417615566843163,null,"32LH15",2070.854588222805]
[28020.084200000001,28020.1263,28,null,20,"LH",8,"20LH 8",842,1263,575,{"$f":"MIN(I112,360/'Roof Bay Analysis'!$I$51*K112)","v":842},19,null,30026.018738750001,"X",26,"X","X","X","X","X",26,null,30026.012500000001,"X",26,"X","X","X","X","X",26,null,28020.084200000001,28,null,20,"LH",8,"20LH 8",842,1263,575,{"$f":"MIN(AP112,360/'Roof Bay Analysis'!$I$51*AR112)","v":842},19,null,"36LH 7",72,95,936.1286083863364,null,0.97765106341174912,null,"36LH07",957.52834873363702]
[28020.091799999998,28020.137699999999,28,null,20,"LH",9,"20LH 9",918,1377,626,{"$f":"MIN(I113,360/'Roof Bay Analysis'!$I$51*K113)","v":918},21,null,30028.018738750001,"X",28,"X","X","X","X","X",28,null,30028.012500000001,{"$f":"IF($O$1=\"ASD\",IF($Q$2>$AC82,\"NA\",Z82),IF($Q$2>$AD82,\"NA\",Z82))","v":"X"},28,"X","X","X","X","X",28,null,28020.091799999998,28,null,20,"LH",9,"20LH 9",918,1377,626,{"$f":"MIN(AP113,360/'Roof Bay Analysis'!$I$51*AR113)","v":918},21,null,"36LH 8",72,104,1024.8144765492527,null,0.93294671468278112,null,"36LH08",1098.4705347268502]
[28020.099099999999,28020.148649999999,28,null,20,"LH",10,"20LH10",991,1486.5,673,{"$f":"MIN(I114,360/'Roof Bay Analysis'!$I$51*K114)","v":991},23,null,30030.018738750001,"X",30,"X","X","X","X","X",30,null,30030.012500000001,"X",30,"X","X","X","X","X",30,null,28020.099099999999,28,null,20,"LH",10,"20LH10",991,1486.5,673,{"$f":"MIN(AP114,360/'Roof Bay Analysis'!$I$51*AR114)","v":991},23,null,"36LH 9",72,133,1310.5800517408711,null,0.9993729877151003,null,"36LH09",1311.4023171041413]
[29018.039100000002,29018.058649999999,29,null,18,"LH",2,"18LH 2",391,586.5,234,{"$f":"MIN(I115,360/'Roof Bay Analysis'!$I$51*K115)","v":351},10,null,"NA","NA","NA","NA","NA","NA","NA","NA",32,null,"NA","NA","NA","NA","NA","NA","NA","NA",32,null,29018.035100000001,29,null,18,"LH",2,"18LH 2",391,586.5,234,{"$f":"MIN(AP115,360/'Roof Bay Analysis'!$I$51*AR115)","v":351},10,null,"36LH10",72,146,1438.6818613095279,null,0.93022620474360274,null,"36LH10",1546.593563988095]
[29018.043799999999,29018.065699999999,29,null,18,"LH",3,"18LH 3",438,657,262,{"$f":"MIN(I116,360/'Roof Bay Analysis'!$I$51*K116)","v":393},11,null,"NA","NA","NA","NA","NA","NA","NA","NA",36,null,"NA","NA","NA","NA","NA","NA","NA","NA",36,null,29018.0393,29,null,18,"LH",3,"18LH 3",438,657,262,{"$f":"MIN(AP116,360/'Roof Bay Analysis'!$I$51*AR116)","v":393},11,null,"36LH11",72,159,1566.7836708781842,null,0.96713883170216708,null,"36LH11",1620.0194010622452]
[29018.05,29018.075000000001,29,null,18,"LH",4,"18LH 4",500,750,296,{"$f":"MIN(I117,360/'Roof Bay Analysis'!$I$51*K117)","v":444},12,null,"NA","NA","NA","NA","NA","NA","NA","NA",40,null,"NA","NA","NA","NA","NA","NA","NA","NA",40,null,29018.044399999999,29,null,18,"LH",4,"18LH 4",500,750,296,{"$f":"MIN(AP117,360/'Roof Bay Analysis'!$I$51*AR117)","v":444},12,null,"36LH12",72,187,1842.6952607183678,null,0.97220721895944751,null,"36LH12",1895.3729459966394]
[29018.058099999998,29018.087149999999,29,null,18,"LH",5,"18LH 5",581,871.5,345,{"$f":"MIN(I118,360/'Roof Bay Analysis'!$I$51*K118)","v":517.5},15,null,"NA","NA","NA","NA","NA","NA","NA","NA",44,null,"NA","NA","NA","NA","NA","NA","NA","NA",44,null,29018.051749999999,29,null,18,"LH",5,"18LH 5",581,871.5,345,{"$f":"MIN(AP118,360/'Roof Bay Analysis'!$I$51*AR118)","v":517.5},15,null,"36LH13",72,222,2187.5847480185967,null,0.97189400635175993,null,"36LH13",2250.8470406461574]
[29018.0648,29018.0972,29,null,18,"LH",6,"18LH 6",648,972,377,{"$f":"MIN(I119,360/'Roof Bay Analysis'!$I$51*K119)","v":565.5},15,null,"NA","NA","NA","NA","NA","NA","NA","NA",48,null,"NA","NA","NA","NA","NA","NA","NA","NA",48,null,29018.056550000001,29,null,18,"LH",6,"18LH 6",648,972,377,{"$f":"MIN(AP119,360/'Roof Bay Analysis'!$I$51*AR119)","v":565.5},15,null,"36LH14",72,237,2335.3945282901236,null,1.0011532484544319,null,"36LH14",2332.7043406146631]
[29018.0726,29018.108899999999,29,null,18,"LH",7,"18LH 7",726,1089,428,{"$f":"MIN(I120,360/'Roof Bay Analysis'!$I$51*K120)","v":642},17,null,"NA","NA","NA",{"$f":"IF($Q$3>$U89,\"NA\",R89)","v":"NA"},"NA","NA","NA",{"$f":"IF($Q$3>$U89,\"NA\",V89)","v":"NA"},52,null,"NA",{"$f":"IF($O$1=\"ASD\",IF($Q$2>$AC89,\"NA\",Z89),IF($Q$2>$AD89,\"NA\",Z89))","v":"NA"},"NA",{"$f":"IF($O$1=\"ASD\",IF($Q$2>$AC89,\"NA\",AB89),IF($Q$2>$AD89,\"NA\",AB89))","v":"NA"},"NA","NA","NA","NA",52,null,29018.064200000001,29,null,18,"LH",7,"18LH 7",726,1089,428,{"$f":"MIN(AP120,360/'Roof Bay Analysis'!$I$51*AR120)","v":642},17,null,"36LH15",72,263,2591.5981474274367,null,0.97540583654704827,null,"36LH15",2656.943448894805]
[29018.078399999999,29018.117600000001,29,null,18,"LH",8,"18LH 8",784,1176,462,{"$f":"MIN(I121,360/'Roof Bay Analysis'!$I$51*K121)","v":693},19,null,"NA","NA","NA",{"$f":"IF($Q$3>$U90,\"NA\",R90)","v":"NA"},"NA","NA","NA","NA",56,null,"NA","NA","NA",{"$f":"IF($O$1=\"ASD\",IF($Q$2>$AC90,\"NA\",AB90),IF($Q$2>$AD90,\"NA\",AB90))","v":"NA"},"NA","NA","NA","NA",56,null,29018.069299999999,29,null,18,"LH",8,"18LH 8",784,1176,462,{"$f":"MIN(AP121,360/'Roof Bay Analysis'!$I$51*AR121)","v":693},19,null,"40LH 8",80,86,1164.0793941212237,null,0.97847348960411495,null,"40LH08",1189.6892521760644]
[29018.0838,29018.125700000001,29,null,18,"LH",9,"18LH 9",838,1257,491,{"$f":"MIN(I122,360/'Roof Bay Analysis'!$I$51*K122)","v":736.5},21,null,"NA","NA","NA","NA","NA","NA","NA","NA",60,null,"NA","NA","NA","NA","NA","NA","NA","NA",60,null,29018.073649999998,29,null,18,"LH",9,"18LH 9",838,1257,491,{"$f":"MIN(AP122,360/'Roof Bay Analysis'!$I$51*AR122)","v":736.5},21,null,"40LH 9",80,113,1529.546180647654,null,1.0088630209670204,null,"40LH09",1516.1088758923345]
[29020.041000000001,29020.0615,29,null,20,"LH",2,"20LH 2",410,615,274,{"$f":"MIN(I123,360/'Roof Bay Analysis'!$I$51*K123)","v":410},10,null,"NA","NA","NA","NA","NA","NA","NA","NA",64,null,"NA","NA","NA","NA","NA","NA","NA","NA",64,null,29020.041000000001,29,null,20,"LH",2,"20LH 2",410,615,274,{"$f":"MIN(AP123,360/'Roof Bay Analysis'!$I$51*AR123)","v":410},10,null,"40LH10",80,124,1678.4400566399036,null,0.94834777675791981,null,"40LH10",1769.8571112571406]
[29020.0452,29020.067800000001,29,null,20,"LH",3,"20LH 3",452,678,302,{"$f":"MIN(I124,360/'Roof Bay Analysis'!$I$51*K124)","v":452},11,null,"NA","NA","NA","NA","NA","NA","NA","NA",68,null,"NA","NA","NA","NA","NA","NA","NA","NA",68,null,29020.0452,29,null,20,"LH",3,"20LH 3",452,678,302,{"$f":"MIN(AP124,360/'Roof Bay Analysis'!$I$51*AR124)","v":452},11,null,"40LH11",80,135,1827.3339326321532,null,0.94889550626244246,null,"40LH11",1925.7483258928567]
[29020.052800000001,29020.0792,29,null,20,"LH",4,"20LH 4",528,792,352,{"$f":"MIN(I125,360/'Roof Bay Analysis'!$I$51*K125)","v":528},12,null,"NA","NA","NA","NA","NA","NA","NA","NA",72,null,"NA","NA","NA","NA","NA","NA","NA","NA",72,null,29020.052800000001,29,null,20,"LH",4,"20LH 4",528,792,352,{"$f":"MIN(AP125,360/'Roof Bay Analysis'!$I$51*AR125)","v":528},12,null,"40LH12",80,163,2206.3365260669702,null,0.98859845092330878,null,"40LH12",2231.7823015060826]
[29020.059499999999,29020.089250000001,29,null,20,"LH",5,"20LH 5",595,892.5,395,{"$f":"MIN(I126,360/'Roof Bay Analysis'!$I$51*K126)","v":592.5},14,null,"NA","NA","NA","NA","NA","NA","NA","NA",80,null,"NA","NA","NA","NA","NA","NA","NA","NA",80,null,29020.059249999998,29,null,20,"LH",5,"20LH 5",595,892.5,395,{"$f":"MIN(AP126,360/'Roof Bay Analysis'!$I$51*AR126)","v":592.5},14,null,"40LH13",80,192,2598.8749264101734,null,0.96210089653194553,null,"40LH13",2701.2498749125534]
[29020.0723,29020.10845,29,null,20,"LH",6,"20LH 6",723,1084.5,477,{"$f":"MIN(I127,360/'Roof Bay Analysis'!$I$51*K127)","v":715.5},15,null,"NA","NA","NA","NA","NA","NA","NA","NA",88,null,"NA","NA","NA","NA","NA","NA","NA","NA",88,null,29020.071550000001,29,null,20,"LH",6,"20LH 6",723,1084.5,477,{"$f":"MIN(AP127,360/'Roof Bay Analysis'!$I$51*AR127)","v":715.5},15,null,"40LH14",80,216,2923.7342922114449,null,0.96328997861606835,null,"40LH14",3035.1548932460523]
[29020.078600000001,29020.117900000001,29,null,20,"LH",7,"20LH 7",786,1179,518,{"$f":"MIN(I128,360/'Roof Bay Analysis'!$I$51*K128)","v":777},17,null,"NA","NA","NA","NA","NA","NA","NA","NA",96,null,"NA","NA","NA","NA","NA","NA","NA","NA",96,null,29020.077700000002,29,null,20,"LH",7,"20LH 7",786,1179,518,{"$f":"MIN(AP128,360/'Roof Bay Analysis'!$I$51*AR128)","v":777},17,null,"40LH15",80,239,3235.0578511043304,null,0.97550171326334889,null,"40LH15",3316.3015575668046]
[29020.081300000002,29020.121950000001,29,null,20,"LH",8,"20LH 8",813,1219.5,536,{"$f":"MIN(I129,360/'Roof Bay Analysis'!$I$51*K129)","v":804},19,null,"NA","NA","NA","NA","NA","NA","NA","NA",104,null,"NA",{"$f":"IF($O$1=\"ASD\",IF($Q$2>$AC98,\"NA\",Z98),IF($Q$2>$AD98,\"NA\",Z98))","v":"NA"},"NA","NA","NA","NA","NA","NA",104,null,29020.080399999999,29,null,20,"LH",8,"20LH 8",813,1219.5,536,{"$f":"MIN(AP129,360/'Roof Bay Analysis'!$I$51*AR129)","v":804},19,null,"40LH16",80,282,3817.0975481649421,null,0.9984233153844142,null,"40LH16",3823.1254111842113]
[29020.088599999999,29020.132900000001,29,null,20,"LH",9,"20LH 9",886,1329,581,{"$f":"MIN(I130,360/'Roof Bay Analysis'!$I$51*K130)","v":871.5},21,null,"NA","NA","NA","NA","NA","NA","NA","NA",112,null,"NA","NA","NA","NA","NA","NA","NA","NA",112,null,29020.087149999999,29,null,20,"LH",9,"20LH 9",886,1329,581,{"$f":"MIN(AP130,360/'Roof Bay Analysis'!$I$51*AR130)","v":871.5},21,null,"44LH 9",88,96,1731.5058039453622,null,0.97467664270735854,null,"44LH09",1776.4925597639849]
[29020.095600000001,29020.143400000001,29,null,20,"LH",10,"20LH10",956,1434,626,{"$f":"MIN(I131,360/'Roof Bay Analysis'!$I$51*K131)","v":939},23,null,"NA","NA","NA","NA","NA","NA","NA","NA",120,null,"NA","NA","NA","NA","NA","NA","NA","NA",120,null,29020.0939,29,null,20,"LH",10,"20LH10",956,1434,626,{"$f":"MIN(AP131,360/'Roof Bay Analysis'!$I$51*AR131)","v":939},23,null,"44LH10",88,106,1911.8709918563375]
[{"$f":"C132*1000+E132+I132/10000","v":29024.040116279069},{"$f":"C132*1000+E132+J132/10000","v":29024.060174418606},29,null,24,"LH",3,"24LH 3",401.16279069767444,{"$f":"1.5*I132","v":601.74418604651169},324.1258788534343,{"$f":"MIN(I132,360/'Roof Bay Analysis'!$I$51*K132)","v":401.16279069767444},11,null,null,null,null,null,null,null,null,null,null,null,null,null,null,null,null,null,null,null,null,null,{"$f":"AJ132*1000+AL132+AS132/10000","v":29024.040116279069},29,null,24,"LH",3,"24LH 3",401.16279069767444,{"$f":"1.5*AP132","v":601.74418604651169},324.1258788534343,{"$f":"MIN(AP132,360/'Roof Bay Analysis'!$I$51*AR132)","v":401.16279069767444},11,null,"44LH11",88,115,{"$f":"26.767*AX132*(AW132-0.33)^3*10^-6","v":2074.199660976215},null,"Average"]
[29024.049186046512,29024.073779069768,29,null,{"$f":"VALUE(LEFT(H133,2))","v":24},{"$f":"MID(H133,3,LEN(H133)-4)","v":"LH"},{"$f":"VALUE(RIGHT(H133,2))","v":4},"24LH 4",491.86046511627904,737.79069767441854,397.22660897782583,{"$f":"MIN(I133,360/'Roof Bay Analysis'!$I$51*K133)","v":491.86046511627904},12,null,"Select lightest joist option for total load (black load).",null,null,null,null,null,null,null,null,null,"Select lightest joist option for deflection (red load).",null,null,null,null,null,null,null,null,null,29024.049186046512,29,null,{"$f":"VALUE(LEFT(AO133,2))","v":24},{"$f":"MID(AO133,3,LEN(AO133)-4)","v":"LH"},{"$f":"VALUE(RIGHT(AO133,2))","v":4},"24LH 4",491.86046511627904,737.79069767441854,397.22660897782583,{"$f":"MIN(AP133,360/'Roof Bay Analysis'!$I$51*AR133)","v":491.86046511627904},12,null,"44LH12",88,139,2507.0761119625554,null,{"$f":"AVERAGE(BA4:BA130)","v":0.96479916903558238}]
[29024.052674418606,29024.079011627906,29,null,24,"LH",5,"24LH 5",526.74418604651157,790.11627906976742,424.81179015684154,{"$f":"MIN(I134,360/'Roof Bay Analysis'!$I$51*K134)","v":526.74418604651157},13,null,null,null,null,null,null,null,null,null,null,null,null,null,null,null,null,null,null,null,null,null,29024.052674418606,29,null,24,"LH",5,"24LH 5",526.74418604651157,790.11627906976742,424.81179015684154,{"$f":"MIN(AP134,360/'Roof Bay Analysis'!$I$51*AR134)","v":526.74418604651157},13,null,"44LH13",88,167,3012.0986381132861]
[29024.070813953487,29024.106220930233,29,null,24,"LH",6,"24LH 6",708.1395348837209,1062.2093023255813,566.87547322877231,{"$f":"MIN(I135,360/'Roof Bay Analysis'!$I$51*K135)","v":708.1395348837209},16,null,null,{"$f":"INDEX($P$104:$P$131,MATCH($V$135,$V$104:$V$131,0))","v":30018.036700000001},{"$f":"INDEX($Q$104:$Q$131,MATCH($V$135,$V$104:$V$131,0))","v":18},{"$f":"INDEX($R$104:$R$131,MATCH($V$135,$V$104:$V$131,0))","v":"18LH 2"},{"$f":"INDEX($S$104:$S$131,MATCH($V$135,$V$104:$V$131,0))","v":367},{"$f":"INDEX($T$104:$T$131,MATCH($V$135,$V$104:$V$131,0))","v":550.5},{"$f":"INDEX($U$104:$U$131,MATCH($V$135,$V$104:$V$131,0))","v":318},{"$f":"MIN($V$104:$V$131)","v":10},null,null,null,{"$f":"INDEX($Z$104:$Z$131,MATCH($AF$135,$AF$104:$AF$131,0))","v":30018.031800000001},{"$f":"INDEX($AA$104:$AA$131,MATCH($AF$135,$AF$104:$AF$131,0))","v":18},{"$f":"INDEX($AB$104:$AB$131,MATCH($AF$135,$AF$104:$AF$131,0))","v":"18LH 2"},{"$f":"INDEX($AC$104:$AC$131,MATCH($AF$135,$AF$104:$AF$131,0))","v":367},{"$f":"INDEX($AD$104:$AD$131,MATCH($AF$135,$AF$104:$AF$131,0))","v":550.5},{"$f":"INDEX($AE$104:$AE$131,MATCH($AF$135,$AF$104:$AF$131,0))","v":318},{"$f":"MIN($AF$104:$AF$131)","v":10},null,null,29024.070813953487,29,null,24,"LH",6,"24LH 6",708.1395348837209,1062.2093023255813,566.87547322877231,{"$f":"MIN(AP135,360/'Roof Bay Analysis'!$I$51*AR135)","v":708.1395348837209},16,null,"44LH14",88,187,3372.8290139352366]
[29024.077790697673,29024.116686046513,29,null,24,"LH",7,"24LH 7",777.90697674418607,1166.8604651162791,623.42509464575448,{"$f":"MIN(I136,360/'Roof Bay Analysis'!$I$51*K136)","v":777.90697674418607},17,null,null,null,null,null,null,null,null,null,null,null,null,null,null,null,null,null,null,null,null,null,29024.077790697673,29,null,24,"LH",7,"24LH 7",777.90697674418607,1166.8604651162791,623.42509464575448,{"$f":"MIN(AP136,360/'Roof Bay Analysis'!$I$51*AR136)","v":777.90697674418607},17,null,"44LH15",88,219,3949.9976152503573]
[29024.083023255815,29024.124534883722,29,null,24,"LH",8,"24LH 8",830.23255813953483,1245.3488372093022,662.04434829637637,{"$f":"MIN(I137,360/'Roof Bay Analysis'!$I$51*K137)","v":830.23255813953483},18,null,"Copy lightest joist option for deflection (red load) from other tables.",null,null,null,null,null,null,null,null,null,null,null,null,null,null,null,null,null,null,null,29024.083023255815,29,null,24,"LH",8,"24LH 8",830.23255813953483,1245.3488372093022,662.04434829637637,{"$f":"MIN(AP137,360/'Roof Bay Analysis'!$I$51*AR137)","v":830.23255813953483},18,null,"44LH16",88,255,4599.3122917298688]
[29024.097674418605,29024.146511627907,29,null,24,"LH",9,"24LH 9",976.74418604651157,1465.1162790697674,775.14359113034072,{"$f":"MIN(I138,360/'Roof Bay Analysis'!$I$51*K138)","v":976.74418604651157},21,null,null,null,null,null,null,null,null,null,null,null,null,null,null,null,null,null,null,null,null,null,29024.097674418605,29,null,24,"LH",9,"24LH 9",976.74418604651157,1465.1162790697674,775.14359113034072,{"$f":"MIN(AP138,360/'Roof Bay Analysis'!$I$51*AR138)","v":976.74418604651157},21,null,"44LH17",88,285,5140.407855462794]
[29024.103255813952,29024.15488372093,29,null,24,"LH",10,"24LH10",1032.5581395348838,1548.8372093023258,822.03839913466743,{"$f":"MIN(I139,360/'Roof Bay Analysis'!$I$51*K139)","v":1032.5581395348838},23,null,null,{"$f":"Z135","v":30018.031800000001},18,"18LH 2",367,550.5,318,10,null,null,null,null,null,null,null,null,null,null,null,null,29024.103255813952,29,null,24,"LH",10,"24LH10",1032.5581395348838,1548.8372093023258,822.03839913466743,{"$f":"MIN(AP139,360/'Roof Bay Analysis'!$I$51*AR139)","v":1032.5581395348838},23,null,"48LH10",96,90,2109.4514301211848]
[29024.108837209304,29024.163255813954,29,null,24,"LH",11,"24LH11",1088.3720930232557,1632.5581395348836,860.65765278528932,{"$f":"MIN(I140,360/'Roof Bay Analysis'!$I$51*K140)","v":1088.3720930232557},25,null,null,null,null,null,null,null,null,null,null,null,null,null,null,null,null,null,null,null,null,null,29024.108837209304,29,null,24,"LH",11,"24LH11",1088.3720930232557,1632.5581395348836,860.65765278528932,{"$f":"MIN(AP140,360/'Roof Bay Analysis'!$I$51*AR140)","v":1088.3720930232557},25,null,"48LH11",96,97,2273.5198746861661]
[30018.036700000001,30018.055049999999,30,null,18,"LH",2,"18LH 2",367,550.5,212,{"$f":"MIN(I141,360/'Roof Bay Analysis'!$I$51*K141)","v":318},10,null,"Select lighter joist option which meets total load and deflection requirements.",null,null,null,null,null,null,null,null,null,null,null,null,null,null,null,null,null,null,null,30018.031800000001,30,null,18,"LH",2,"18LH 2",367,550.5,212,{"$f":"MIN(AP141,360/'Roof Bay Analysis'!$I$51*AR141)","v":318},10,null,"48LH12",96,122,2859.4786052753843]
[30018.0409,30018.06135,30,null,18,"LH",3,"18LH 3",409,613.5,236,{"$f":"MIN(I142,360/'Roof Bay Analysis'!$I$51*K142)","v":354},11,null,null,null,null,null,null,null,null,null,null,null,null,null,null,null,null,null,null,null,null,null,30018.035400000001,30,null,18,"LH",3,"18LH 3",409,613.5,236,{"$f":"MIN(AP142,360/'Roof Bay Analysis'!$I$51*AR142)","v":354},11,null,"48LH13",96,145,3398.5606374174649]
[30018.046900000001,30018.070350000002,30,null,18,"LH",4,"18LH 4",469,703.5,266,{"$f":"MIN(I143,360/'Roof Bay Analysis'!$I$51*K143)","v":399},12,null,null,"ID","Depth","Type","ASD Load","LRFD Load",{"$f":"\"L/\"&'Roof Bay Analysis'!$I$51&\" Load\"","v":"L/240 Load"},"Weight",null,null,null,null,null,null,null,null,null,null,null,null,30018.0399,30,null,18,"LH",4,"18LH 4",469,703.5,266,{"$f":"MIN(AP143,360/'Roof Bay Analysis'!$I$51*AR143)","v":399},12,null,"48LH14",96,171,4007.9577172302515]
[30018.0543,30018.081450000001,30,null,18,"LH",5,"18LH 5",543,814.5,311,{"$f":"MIN(I144,360/'Roof Bay Analysis'!$I$51*K144)","v":466.5},15,null,null,{"$f":"INDEX(P135:P139,MATCH($V144,$V135:$V139,0))","v":30018.036700000001},18,"18LH 2",367,550.5,318,{"$f":"IF(AND(V135>0,V139>0),MIN(V135,V139),MAX(V135,V139))","v":10},null,null,null,null,null,null,null,null,null,null,null,null,30018.04665,30,null,18,"LH",5,"18LH 5",543,814.5,311,{"$f":"MIN(AP144,360/'Roof Bay Analysis'!$I$51*AR144)","v":466.5},15,null,"48LH15",96,195,4570.4780985959005]
[30018.0605,30018.090749999999,30,null,18,"LH",6,"18LH 6",605,907.5,340,{"$f":"MIN(I145,360/'Roof Bay Analysis'!$I$51*K145)","v":510},15,null,null,null,null,null,null,null,null,null,null,null,null,null,null,null,null,null,null,null,null,null,30018.050999999999,30,null,18,"LH",6,"18LH 6",605,907.5,340,{"$f":"MIN(AP145,360/'Roof Bay Analysis'!$I$51*AR145)","v":510},15,null,"48LH16",96,225,5273.6285753029624]
[30018.067800000001,30018.101699999999,30,null,18,"LH",7,"18LH 7",678,1017,386,{"$f":"MIN(I146,360/'Roof Bay Analysis'!$I$51*K146)","v":579},17,null,null,null,null,null,null,null,"L/360 Load",null,null,null,null,null,null,null,null,null,null,null,null,null,30018.0579,30,null,18,"LH",7,"18LH 7",678,1017,386,{"$f":"MIN(AP146,360/'Roof Bay Analysis'!$I$51*AR146)","v":579},17,null,"48LH17",96,252,5906.4640043393183]
[30018.075799999999,30018.113700000002,30,null,18,"LH",8,"18LH 8",758,1137,427,{"$f":"MIN(I147,360/'Roof Bay Analysis'!$I$51*K147)","v":640.5},19,null,null,null,null,null,null,null,{"$f":"INDEX($K$4:$K$2225,MATCH($P$144,IF($O$1=\"ASD\",$A$4:$A$2225,$B$4:$B$2225)))","v":212},null,null,null,null,null,null,null,null,null,null,null,null,null,30018.064050000001,30,null,18,"LH",8,"18LH 8",758,1137,427,{"$f":"MIN(AP147,360/'Roof Bay Analysis'!$I$51*AR147)","v":640.5},19,null,"52DLH10",104,110,3280.5879072779908]
[30018.080999999998,30018.121500000001,30,null,18,"LH",9,"18LH 9",810,1215,458,{"$f":"MIN(I148,360/'Roof Bay Analysis'!$I$51*K148)","v":687},21,null,null,null,null,null,null,null,null,null,null,null,null,null,null,null,null,null,null,null,null,null,30018.0687,30,null,18,"LH",9,"18LH 9",810,1215,458,{"$f":"MIN(AP148,360/'Roof Bay Analysis'!$I$51*AR148)","v":687},21,null,"52DLH11",104,120,3578.8231715759898]
[30020.038799999998,30020.058199999999,30,null,20,"LH",2,"20LH 2",388,582,250,{"$f":"MIN(I149,360/'Roof Bay Analysis'!$I$51*K149)","v":375},10,null,null,null,null,null,null,null,null,null,null,null,null,null,null,null,null,null,null,null,null,null,30020.037499999999,30,null,20,"LH",2,"20LH 2",388,582,250,{"$f":"MIN(AP149,360/'Roof Bay Analysis'!$I$51*AR149)","v":375},10,null,"52DLH12",104,132,3936.7054887335894]
[30020.043399999999,30020.0651,30,null,20,"LH",3,"20LH 3",434,651,280,{"$f":"MIN(I150,360/'Roof Bay Analysis'!$I$51*K150)","v":420},11,null,null,null,null,null,null,null,null,null,null,null,null,null,null,null,null,null,null,null,null,null,30020.042000000001,30,null,20,"LH",3,"20LH 3",434,651,280,{"$f":"MIN(AP150,360/'Roof Bay Analysis'!$I$51*AR150)","v":420},11,null,"52DLH13",104,159,4741.9407023381864]
[30020.049599999998,30020.074400000001,30,null,20,"LH",4,"20LH 4",496,744,320,{"$f":"MIN(I151,360/'Roof Bay Analysis'!$I$51*K151)","v":480},12,null,null,null,null,null,null,null,null,null,null,null,null,null,null,null,null,null,null,null,null,null,30020.047999999999,30,null,20,"LH",4,"20LH 4",496,744,320,{"$f":"MIN(AP151,360/'Roof Bay Analysis'!$I$51*AR151)","v":480},12,null,"52DLH14",104,178,5308.5877045043844]
[30020.057100000002,30020.085650000001,30,null,20,"LH",5,"20LH 5",571,856.5,366,{"$f":"MIN(I152,360/'Roof Bay Analysis'!$I$51*K152)","v":549},14,null,null,null,null,null,null,null,null,null,null,null,null,null,null,null,null,null,null,null,null,null,30020.054899999999,30,null,20,"LH",5,"20LH 5",571,856.5,366,{"$f":"MIN(AP152,360/'Roof Bay Analysis'!$I$51*AR152)","v":549},14,null,"52DLH15",104,201,5994.5288123897826]
[30020.067899999998,30020.101849999999,30,null,20,"LH",6,"20LH 6",679,1018.5,427,{"$f":"MIN(I153,360/'Roof Bay Analysis'!$I$51*K153)","v":640.5},15,null,null,null,null,null,null,null,null,null,null,null,null,null,null,null,null,null,null,null,null,null,30020.064050000001,30,null,20,"LH",6,"20LH 6",679,1018.5,427,{"$f":"MIN(AP153,360/'Roof Bay Analysis'!$I$51*AR153)","v":640.5},15,null,"52DLH16",104,224,6680.4699202751817]
[30020.076000000001,30020.114000000001,30,null,20,"LH",7,"20LH 7",760,1140,484,{"$f":"MIN(I154,360/'Roof Bay Analysis'!$I$51*K154)","v":726},17,null,null,null,null,null,null,null,null,null,null,null,null,null,null,null,null,null,null,null,null,null,30020.0726,30,null,20,"LH",7,"20LH 7",760,1140,484,{"$f":"MIN(AP154,360/'Roof Bay Analysis'!$I$51*AR154)","v":726},17,null,"52DLH17",104,255,7604.9992395989784]
[30020.0785,30020.117750000001,30,null,20,"LH",8,"20LH 8",785,1177.5,500,{"$f":"MIN(I155,360/'Roof Bay Analysis'!$I$51*K155)","v":750},19,null,null,null,null,null,null,null,null,null,null,null,null,null,null,null,null,null,null,null,null,null,30020.075000000001,30,null,20,"LH",8,"20LH 8",785,1177.5,500,{"$f":"MIN(AP155,360/'Roof Bay Analysis'!$I$51*AR155)","v":750},19,null,"56DLH11",112,113,4211.9934856183972]
[30020.085599999999,30020.128400000001,30,null,20,"LH",9,"20LH 9",856,1284,542,{"$f":"MIN(I156,360/'Roof Bay Analysis'!$I$51*K156)","v":813},21,null,null,null,null,null,null,null,null,null,null,null,null,null,null,null,null,null,null,null,null,null,30020.081300000002,30,null,20,"LH",9,"20LH 9",856,1284,542,{"$f":"MIN(AP156,360/'Roof Bay Analysis'!$I$51*AR156)","v":813},21,null,"56DLH12",112,123,4584.736271956308]
[30020.092400000001,30020.138599999998,30,null,20,"LH",10,"20LH10",924,1386,585,{"$f":"MIN(I157,360/'Roof Bay Analysis'!$I$51*K157)","v":877.5},23,null,null,null,null,null,null,null,null,null,null,null,null,null,null,null,null,null,null,null,null,null,30020.087749999999,30,null,20,"LH",10,"20LH10",924,1386,585,{"$f":"MIN(AP157,360/'Roof Bay Analysis'!$I$51*AR157)","v":877.5},23,null,"56DLH13",112,149,5553.867516434877]
[30024.038764044944,30024.058146067415,30,null,24,"LH",3,"24LH 3",387.64044943820227,581.4606741573034,302.64297437192272,{"$f":"MIN(I158,360/'Roof Bay Analysis'!$I$51*K158)","v":387.64044943820227},11,null,null,null,null,null,null,null,null,null,null,null,null,null,null,null,null,null,null,null,null,null,30024.038764044944,30,null,24,"LH",3,"24LH 3",387.64044943820227,581.4606741573034,302.64297437192272,{"$f":"MIN(AP158,360/'Roof Bay Analysis'!$I$51*AR158)","v":387.64044943820227},11,null,"56DLH14",112,167,6224.8045318431177]
[30024.047528089886,30024.071292134831,30,null,24,"LH",4,"24LH 4",475.28089887640448,712.92134831460669,370.89862391112234,{"$f":"MIN(I159,360/'Roof Bay Analysis'!$I$51*K159)","v":475.28089887640448},12,null,null,null,null,null,null,null,null,null,null,null,null,null,null,null,null,null,null,null,null,null,30024.047528089886,30,null,24,"LH",4,"24LH 4",475.28089887640448,712.92134831460669,370.89862391112234,{"$f":"MIN(AP159,360/'Roof Bay Analysis'!$I$51*AR159)","v":475.28089887640448},12,null,"56DLH15",112,188,7007.5643831527314]
[30024.050898876405,30024.076348314607,30,null,24,"LH",5,"24LH 5",508.98876404494382,763.48314606741576,396.65547279383918,{"$f":"MIN(I160,360/'Roof Bay Analysis'!$I$51*K160)","v":508.98876404494382},13,null,null,null,null,null,null,null,null,null,null,null,null,null,null,null,null,null,null,null,null,null,30024.050898876405,30,null,24,"LH",5,"24LH 5",508.98876404494382,763.48314606741576,396.65547279383918,{"$f":"MIN(AP160,360/'Roof Bay Analysis'!$I$51*AR160)","v":508.98876404494382},13,null,"56DLH16",112,209,7790.324234462345]
[30024.068426966292,30024.102640449437,30,null,24,"LH",6,"24LH 6",684.2696629213483,1026.4044943820224,529.30324453983087,{"$f":"MIN(I161,360/'Roof Bay Analysis'!$I$51*K161)","v":684.2696629213483},16,null,null,null,null,null,null,null,null,null,null,null,null,null,null,null,null,null,null,null,null,null,30024.068426966292,30,null,24,"LH",6,"24LH 6",684.2696629213483,1026.4044943820224,529.30324453983087,{"$f":"MIN(AP161,360/'Roof Bay Analysis'!$I$51*AR161)","v":684.2696629213483},16,null,"56DLH17",112,238,8871.2783148422877]
[30024.075168539326,30024.112752808989,30,null,24,"LH",7,"24LH 7",751.68539325842698,1127.5280898876404,582.10478474940032,{"$f":"MIN(I162,360/'Roof Bay Analysis'!$I$51*K162)","v":751.68539325842698},17,null,null,null,null,null,null,null,null,null,null,null,null,null,null,null,null,null,null,null,null,null,30024.075168539326,30,null,24,"LH",7,"24LH 7",751.68539325842698,1127.5280898876404,582.10478474940032,{"$f":"MIN(AP162,360/'Roof Bay Analysis'!$I$51*AR162)","v":751.68539325842698},17,null,"60DLH12",120,115,5275.3759168473671]
[30024.080224719102,30024.120337078653,30,null,24,"LH",8,"24LH 8",802.24719101123594,1203.370786516854,618.16437318520389,{"$f":"MIN(I163,360/'Roof Bay Analysis'!$I$51*K163)","v":802.24719101123594},18,null,null,null,null,null,null,null,null,null,null,null,null,null,null,null,null,null,null,null,null,null,30024.080224719102,30,null,24,"LH",8,"24LH 8",802.24719101123594,1203.370786516854,618.16437318520389,{"$f":"MIN(AP163,360/'Roof Bay Analysis'!$I$51*AR163)","v":802.24719101123594},18,null,"60DLH13",120,139,6376.3239342763818]
[30024.094382022471,30024.141573033707,30,null,24,"LH",9,"24LH 9",943.82022471910113,1415.7303370786517,723.7674536043429,{"$f":"MIN(I164,360/'Roof Bay Analysis'!$I$51*K164)","v":943.82022471910113},21,null,null,null,null,null,null,null,null,null,null,null,null,null,null,null,null,null,null,null,null,null,30024.094382022471,30,null,24,"LH",9,"24LH 9",943.82022471910113,1415.7303370786517,723.7674536043429,{"$f":"MIN(AP164,360/'Roof Bay Analysis'!$I$51*AR164)","v":943.82022471910113},21,null,"60DLH14",120,149,6835.0522748718058]
[30024.099775280898,30024.149662921347,30,null,24,"LH",10,"24LH10",997.75280898876406,1496.629213483146,767.55409670496147,{"$f":"MIN(I165,360/'Roof Bay Analysis'!$I$51*K165)","v":997.75280898876406},23,null,null,null,null,null,null,null,null,null,null,null,null,null,null,null,null,null,null,null,null,null,30024.099775280898,30,null,24,"LH",10,"24LH10",997.75280898876406,1496.629213483146,767.55409670496147,{"$f":"MIN(AP165,360/'Roof Bay Analysis'!$I$51*AR165)","v":997.75280898876406},23,null,"60DLH15",120,175,8027.7459604199057]
[30024.105168539325,30024.157752808987,30,null,24,"LH",11,"24LH11",1051.685393258427,1577.5280898876404,803.61368514076503,{"$f":"MIN(I166,360/'Roof Bay Analysis'!$I$51*K166)","v":1051.685393258427},25,null,null,null,null,null,null,null,null,null,null,null,null,null,null,null,null,null,null,null,null,null,30024.105168539325,30,null,24,"LH",11,"24LH11",1051.685393258427,1577.5280898876404,803.61368514076503,{"$f":"MIN(AP166,360/'Roof Bay Analysis'!$I$51*AR166)","v":1051.685393258427},25,null,"60DLH16",120,196,8991.0754756702954]
[31018.034500000002,31018.051749999999,31,null,18,"LH",2,"18LH 2",345,517.5,193,{"$f":"MIN(I167,360/'Roof Bay Analysis'!$I$51*K167)","v":289.5},10,null,null,null,null,null,null,null,null,null,null,null,null,null,null,null,null,null,null,null,null,null,31018.02895,31,null,18,"LH",2,"18LH 2",345,517.5,193,{"$f":"MIN(AP167,360/'Roof Bay Analysis'!$I$51*AR167)","v":289.5},10,null,"60DLH17",120,223,10229.641995277938]
[31018.038199999999,31018.0573,31,null,18,"LH",3,"18LH 3",382,573,213,{"$f":"MIN(I168,360/'Roof Bay Analysis'!$I$51*K168)","v":319.5},11,null,null,null,null,null,null,null,null,null,null,null,null,null,null,null,null,null,null,null,null,null,31018.031950000001,31,null,18,"LH",3,"18LH 3",382,573,213,{"$f":"MIN(AP168,360/'Roof Bay Analysis'!$I$51*AR168)","v":319.5},11,null,"60DLH18",120,252,11559.954183004666]
[31018.044000000002,31018.065999999999,31,null,18,"LH",4,"18LH 4",440,660,242,{"$f":"MIN(I169,360/'Roof Bay Analysis'!$I$51*K169)","v":363},12,null,null,null,null,null,null,null,null,null,null,null,null,null,null,null,null,null,null,null,null,null,31018.0363,31,null,18,"LH",4,"18LH 4",440,660,242,{"$f":"MIN(AP169,360/'Roof Bay Analysis'!$I$51*AR169)","v":363},12,null,"64DLH12",128,109,6071.4548814848331]
[31018.050800000001,31018.0762,31,null,18,"LH",5,"18LH 5",508,762,282,{"$f":"MIN(I170,360/'Roof Bay Analysis'!$I$51*K170)","v":423},15,null,null,null,null,null,null,null,null,null,null,null,null,null,null,null,null,null,null,null,null,null,31018.042300000001,31,null,18,"LH",5,"18LH 5",508,762,282,{"$f":"MIN(AP170,360/'Roof Bay Analysis'!$I$51*AR170)","v":423},15,null,"64DLH13",128,131,7296.8861419680106]
[31018.0566,31018.084900000002,31,null,18,"LH",6,"18LH 6",566,849,307,{"$f":"MIN(I171,360/'Roof Bay Analysis'!$I$51*K171)","v":460.5},15,null,null,null,null,null,null,null,null,null,null,null,null,null,null,null,null,null,null,null,null,null,31018.046050000001,31,null,18,"LH",6,"18LH 6",566,849,307,{"$f":"MIN(AP171,360/'Roof Bay Analysis'!$I$51*AR171)","v":460.5},15,null,"64DLH14",128,140,7798.1989303474929]
[31018.0635,31018.095249999998,31,null,18,"LH",7,"18LH 7",635,952.5,349,{"$f":"MIN(I172,360/'Roof Bay Analysis'!$I$51*K172)","v":523.5},17,null,null,null,null,null,null,null,null,null,null,null,null,null,null,null,null,null,null,null,null,null,31018.052350000002,31,null,18,"LH",7,"18LH 7",635,952.5,349,{"$f":"MIN(AP172,360/'Roof Bay Analysis'!$I$51*AR172)","v":523.5},17,null,"64DLH15",128,165,9190.7344536238306]
[31018.0717,31018.107550000001,31,null,18,"LH",8,"18LH 8",717,1075.5,387,{"$f":"MIN(I173,360/'Roof Bay Analysis'!$I$51*K173)","v":580.5},19,null,null,null,null,null,null,null,null,null,null,null,null,null,null,null,null,null,null,null,null,null,31018.05805,31,null,18,"LH",8,"18LH 8",717,1075.5,387,{"$f":"MIN(AP173,360/'Roof Bay Analysis'!$I$51*AR173)","v":580.5},19,null,"64DLH16",128,184,10249.061451313846]
[31018.078300000001,31018.117450000002,31,null,18,"LH",9,"18LH 9",783,1174.5,418,{"$f":"MIN(I174,360/'Roof Bay Analysis'!$I$51*K174)","v":627},21,null,null,null,null,null,null,null,null,null,null,null,null,null,null,null,null,null,null,null,null,null,31018.062699999999,31,null,18,"LH",9,"18LH 9",783,1174.5,418,{"$f":"MIN(AP174,360/'Roof Bay Analysis'!$I$51*AR174)","v":627},21,null,"64DLH17",128,210,11697.298395521238]
[31020.036499999998,31020.054749999999,31,null,20,"LH",2,"20LH 2",365,547.5,228,{"$f":"MIN(I175,360/'Roof Bay Analysis'!$I$51*K175)","v":342},10,null,null,null,null,null,null,null,null,null,null,null,null,null,null,null,null,null,null,null,null,null,31020.034199999998,31,null,20,"LH",2,"20LH 2",365,547.5,228,{"$f":"MIN(AP175,360/'Roof Bay Analysis'!$I$51*AR175)","v":342},10,null,"64DLH18",128,237,13201.236760659682]
[31020.041399999998,31020.062099999999,31,null,20,"LH",3,"20LH 3",414,621,258,{"$f":"MIN(I176,360/'Roof Bay Analysis'!$I$51*K176)","v":387},11,null,null,null,null,null,null,null,null,null,null,null,null,null,null,null,null,null,null,null,null,null,31020.038700000001,31,null,20,"LH",3,"20LH 3",414,621,258,{"$f":"MIN(AP176,360/'Roof Bay Analysis'!$I$51*AR176)","v":387},11,null,"68DLH13",136,124,8288.4411665682619]
[31020.046699999999,31020.070049999998,31,null,20,"LH",4,"20LH 4",467,700.5,291,{"$f":"MIN(I177,360/'Roof Bay Analysis'!$I$51*K177)","v":436.5},12,null,null,null,null,null,null,null,null,null,null,null,null,null,null,null,null,null,null,null,null,null,31020.04365,31,null,20,"LH",4,"20LH 4",467,700.5,291,{"$f":"MIN(AP177,360/'Roof Bay Analysis'!$I$51*AR177)","v":436.5},12,null,"68DLH14",136,133,8890.0215738191855]
[31020.054400000001,31020.081600000001,31,null,20,"LH",5,"20LH 5",544,816,337,{"$f":"MIN(I178,360/'Roof Bay Analysis'!$I$51*K178)","v":505.5},14,null,null,null,null,null,null,null,null,null,null,null,null,null,null,null,null,null,null,null,null,null,31020.05055,31,null,20,"LH",5,"20LH 5",544,816,337,{"$f":"MIN(AP178,360/'Roof Bay Analysis'!$I$51*AR178)","v":505.5},14,null,"68DLH15",136,148,9892.6555859040564]
[31020.0635,31020.095249999998,31,null,20,"LH",6,"20LH 6",635,952.5,386,{"$f":"MIN(I179,360/'Roof Bay Analysis'!$I$51*K179)","v":579},15,null,null,null,null,null,null,null,null,null,null,null,null,null,null,null,null,null,null,null,null,null,31020.0579,31,null,20,"LH",6,"20LH 6",635,952.5,386,{"$f":"MIN(AP179,360/'Roof Bay Analysis'!$I$51*AR179)","v":579},15,null,"68DLH16",136,174,11630.554540184497]
[31020.071100000001,31020.106650000002,31,null,20,"LH",7,"20LH 7",711,1066.5,438,{"$f":"MIN(I180,360/'Roof Bay Analysis'!$I$51*K180)","v":657},17,null,null,null,null,null,null,null,null,null,null,null,null,null,null,null,null,null,null,null,null,null,31020.065699999999,31,null,20,"LH",7,"20LH 7",711,1066.5,438,{"$f":"MIN(AP180,360/'Roof Bay Analysis'!$I$51*AR180)","v":657},17,null,"68DLH17",136,198,13234.768959520292]
[31020.076000000001,31020.114000000001,31,null,20,"LH",8,"20LH 8",760,1140,468,{"$f":"MIN(I181,360/'Roof Bay Analysis'!$I$51*K181)","v":702},19,null,null,null,null,null,null,null,null,null,null,null,null,null,null,null,null,null,null,null,null,null,31020.070199999998,31,null,20,"LH",8,"20LH 8",760,1140,468,{"$f":"MIN(AP181,360/'Roof Bay Analysis'!$I$51*AR181)","v":702},19,null,"68DLH18",136,225,15039.510181273057]
[31020.0828,31020.124199999998,31,null,20,"LH",9,"20LH 9",828,1242,507,{"$f":"MIN(I182,360/'Roof Bay Analysis'!$I$51*K182)","v":760.5},21,null,null,null,null,null,null,null,null,null,null,null,null,null,null,null,null,null,null,null,null,null,31020.07605,31,null,20,"LH",9,"20LH 9",828,1242,507,{"$f":"MIN(AP182,360/'Roof Bay Analysis'!$I$51*AR182)","v":760.5},21,null,"68DLH19",136,254,16977.935937970477]
[31020.089400000001,31020.134099999999,31,null,20,"LH",10,"20LH10",894,1341,545,{"$f":"MIN(I183,360/'Roof Bay Analysis'!$I$51*K183)","v":817.5},23,null,null,null,null,null,null,null,null,null,null,null,null,null,null,null,null,null,null,null,null,null,31020.081750000001,31,null,20,"LH",10,"20LH10",894,1341,545,{"$f":"MIN(AP183,360/'Roof Bay Analysis'!$I$51*AR183)","v":817.5},23,null,"72DLH14",144,125,9922.2002384194857]
[31024.037499999999,31024.056250000001,31,null,24,"LH",3,"24LH 3",375,562.5,283.22719754253308,{"$f":"MIN(I184,360/'Roof Bay Analysis'!$I$51*K184)","v":375},11,null,null,null,null,null,null,null,null,null,null,null,null,null,null,null,null,null,null,null,null,null,31024.037499999999,31,null,24,"LH",3,"24LH 3",375,562.5,283.22719754253308,{"$f":"MIN(AP184,360/'Roof Bay Analysis'!$I$51*AR184)","v":375},11,null,"72DLH15",144,140,11112.864267029825]
[31024.04597826087,31024.068967391304,31,null,24,"LH",4,"24LH 4",459.78260869565219,689.67391304347825,347.10396975425328,{"$f":"MIN(I185,360/'Roof Bay Analysis'!$I$51*K185)","v":459.78260869565219},12,null,null,null,null,null,null,null,null,null,null,null,null,null,null,null,null,null,null,null,null,null,31024.04597826087,31,null,24,"LH",4,"24LH 4",459.78260869565219,689.67391304347825,347.10396975425328,{"$f":"MIN(AP185,360/'Roof Bay Analysis'!$I$51*AR185)","v":459.78260869565219},12,null,"72DLH16",144,165,13097.304314713723]
[31024.049239130436,31024.07385869565,31,null,24,"LH",5,"24LH 5",492.39130434782606,738.58695652173913,371.20841209829865,{"$f":"MIN(I186,360/'Roof Bay Analysis'!$I$51*K186)","v":492.39130434782606},13,null,null,null,null,null,null,null,null,null,null,null,null,null,null,null,null,null,null,null,null,null,31024.049239130436,31,null,24,"LH",5,"24LH 5",492.39130434782606,738.58695652173913,371.20841209829865,{"$f":"MIN(AP186,360/'Roof Bay Analysis'!$I$51*AR186)","v":492.39130434782606},13,null,"72DLH17",144,188,14922.989158582908]
[31024.066195652173,31024.099293478263,31,null,24,"LH",6,"24LH 6",661.95652173913038,992.93478260869551,495.34629017013231,{"$f":"MIN(I187,360/'Roof Bay Analysis'!$I$51*K187)","v":661.95652173913038},16,null,null,null,null,null,null,null,null,null,null,null,null,null,null,null,null,null,null,null,null,null,31024.066195652173,31,null,24,"LH",6,"24LH 6",661.95652173913038,992.93478260869551,495.34629017013231,{"$f":"MIN(AP187,360/'Roof Bay Analysis'!$I$51*AR187)","v":661.95652173913038},16,null,"72DLH18",144,212,16828.051604359451]
[31024.072717391304,31024.109076086956,31,null,24,"LH",7,"24LH 7",727.17391304347825,1090.7608695652175,544.76039697542535,{"$f":"MIN(I188,360/'Roof Bay Analysis'!$I$51*K188)","v":727.17391304347825},17,null,null,null,null,null,null,null,null,null,null,null,null,null,null,null,null,null,null,null,null,null,31024.072717391304,31,null,24,"LH",7,"24LH 7",727.17391304347825,1090.7608695652175,544.76039697542535,{"$f":"MIN(AP188,360/'Roof Bay Analysis'!$I$51*AR188)","v":727.17391304347825},17,null,"72DLH19",144,241,19130.00205967277]
[31024.077608695654,31024.116413043477,31,null,24,"LH",8,"24LH 8",776.08695652173913,1164.1304347826087,578.50661625708881,{"$f":"MIN(I189,360/'Roof Bay Analysis'!$I$51*K189)","v":776.08695652173913},18,null,null,null,null,null,null,null,null,null,null,null,null,null,null,null,null,null,null,null,null,null,31024.077608695654,31,null,24,"LH",8,"24LH 8",776.08695652173913,1164.1304347826087,578.50661625708881,{"$f":"MIN(AP189,360/'Roof Bay Analysis'!$I$51*AR189)","v":776.08695652173913},18,null,"80DLH15",160,107,11658.789266952717]
[31024.091304347825,31024.136956521739,31,null,24,"LH",9,"24LH 9",913.04347826086962,1369.5652173913045,677.3348298676749,{"$f":"MIN(I190,360/'Roof Bay Analysis'!$I$51*K190)","v":913.04347826086962},21,null,null,null,null,null,null,null,null,null,null,null,null,null,null,null,null,null,null,null,null,null,31024.091304347825,31,null,24,"LH",9,"24LH 9",913.04347826086962,1369.5652173913045,677.3348298676749,{"$f":"MIN(AP190,360/'Roof Bay Analysis'!$I$51*AR190)","v":913.04347826086962},21,null,"80DLH16",160,126,13729.041566691985]
[31024.096521739131,31024.144782608695,31,null,24,"LH",10,"24LH10",965.21739130434787,1447.8260869565217,718.31238185255199,{"$f":"MIN(I191,360/'Roof Bay Analysis'!$I$51*K191)","v":965.21739130434787},23,null,null,null,null,null,null,null,null,null,null,null,null,null,null,null,null,null,null,null,null,null,31024.096521739131,31,null,24,"LH",10,"24LH10",965.21739130434787,1447.8260869565217,718.31238185255199,{"$f":"MIN(AP191,360/'Roof Bay Analysis'!$I$51*AR191)","v":965.21739130434787},23,null,"80DLH17",160,151,16453.057750559445]
[31024.101739130434,31024.152608695651,31,null,24,"LH",11,"24LH11",1017.3913043478261,1526.0869565217392,752.05860113421545,{"$f":"MIN(I192,360/'Roof Bay Analysis'!$I$51*K192)","v":1017.3913043478261},25,null,null,null,null,null,null,null,null,null,null,null,null,null,null,null,null,null,null,null,null,null,31024.101739130434,31,null,24,"LH",11,"24LH11",1017.3913043478261,1526.0869565217392,752.05860113421545,{"$f":"MIN(AP192,360/'Roof Bay Analysis'!$I$51*AR192)","v":1017.3913043478261},25,null,"80DLH18",160,173,18850.191992362805]
[32018.0324,32018.048599999998,32,null,18,"LH",2,"18LH 2",324,486,175,{"$f":"MIN(I193,360/'Roof Bay Analysis'!$I$51*K193)","v":262.5},10,null,null,null,null,null,null,null,null,null,null,null,null,null,null,null,null,null,null,null,null,null,32018.026249999999,32,null,18,"LH",2,"18LH 2",324,486,175,{"$f":"MIN(AP193,360/'Roof Bay Analysis'!$I$51*AR193)","v":262.5},10,null,"80DLH19",160,193,21029.40493945677]
[32018.035899999999,32018.05385,32,null,18,"LH",3,"18LH 3",359,538.5,194,{"$f":"MIN(I194,360/'Roof Bay Analysis'!$I$51*K194)","v":291},11,null,null,null,null,null,null,null,null,null,null,null,null,null,null,null,null,null,null,null,null,null,32018.0291,32,null,18,"LH",3,"18LH 3",359,538.5,194,{"$f":"MIN(AP194,360/'Roof Bay Analysis'!$I$51*AR194)","v":291},11,null,"80DLH20",160,216,23535.499828614829]
[32018.041300000001,32018.061949999999,32,null,18,"LH",4,"18LH 4",413,619.5,219,{"$f":"MIN(I195,360/'Roof Bay Analysis'!$I$51*K195)","v":328.5},12,null,null,null,null,null,null,null,null,null,null,null,null,null,null,null,null,null,null,null,null,null,32018.03285,32,null,18,"LH",4,"18LH 4",413,619.5,219,{"$f":"MIN(AP195,360/'Roof Bay Analysis'!$I$51*AR195)","v":328.5},12,null,"88DLH16",175,117,16689.392228121418]
[{"$f":"C196*1000+E196+I196/10000","v":32018.047600000002},{"$f":"C196*1000+E196+J196/10000","v":32018.071400000001},32,null,18,"LH",5,"18LH 5",476,{"$f":"1.5*I196","v":714},256,{"$f":"MIN(I196,360/'Roof Bay Analysis'!$I$51*K196)","v":384},15,null,null,null,null,null,null,null,null,null,null,null,null,null,null,null,null,null,null,null,null,null,{"$f":"AJ196*1000+AL196+AS196/10000","v":32018.038400000001},32,null,18,"LH",5,"18LH 5",476,{"$f":"1.5*AP196","v":714},256,{"$f":"MIN(AP196,360/'Roof Bay Analysis'!$I$51*AR196)","v":384},15,null,"88DLH17",175,130,{"$f":"26.767*AX196*(AW196-0.33)^3*10^-6","v":18543.76914235713}]
[32018.053100000001,32018.07965,32,null,{"$f":"VALUE(LEFT(H197,2))","v":18},{"$f":"MID(H197,3,LEN(H197)-4)","v":"LH"},{"$f":"VALUE(RIGHT(H197,2))","v":6},"18LH 6",531,796.5,280,{"$f":"MIN(I197,360/'Roof Bay Analysis'!$I$51*K197)","v":420},15,null,null,null,null,null,null,null,null,null,null,null,null,null,null,null,null,null,null,null,null,null,32018.042000000001,32,null,{"$f":"VALUE(LEFT(AO197,2))","v":18},{"$f":"MID(AO197,3,LEN(AO197)-4)","v":"LH"},{"$f":"VALUE(RIGHT(AO197,2))","v":6},"18LH 6",531,796.5,280,{"$f":"MIN(AP197,360/'Roof Bay Analysis'!$I$51*AR197)","v":420},15,null,"88DLH18",175,149,21254.012324701631]
[32018.059499999999,32018.089250000001,32,null,18,"LH",7,"18LH 7",595,892.5,317,{"$f":"MIN(I198,360/'Roof Bay Analysis'!$I$51*K198)","v":475.5},17,null,null,null,null,null,null,null,null,null,null,null,null,null,null,null,null,null,null,null,null,null,32018.047549999999,32,null,18,"LH",7,"18LH 7",595,892.5,317,{"$f":"MIN(AP198,360/'Roof Bay Analysis'!$I$51*AR198)","v":475.5},17,null,"88DLH19",175,169,24106.899885064267]
[32018.067999999999,32018.101999999999,32,null,18,"LH",8,"18LH 8",680,1020,351,{"$f":"MIN(I199,360/'Roof Bay Analysis'!$I$51*K199)","v":526.5},19,null,null,null,null,null,null,null,null,null,null,null,null,null,null,null,null,null,null,null,null,null,32018.052650000001,32,null,18,"LH",8,"18LH 8",680,1020,351,{"$f":"MIN(AP199,360/'Roof Bay Analysis'!$I$51*AR199)","v":526.5},19,null,"88DLH20",175,202,28814.16435966262]
[32018.0759,32018.113850000002,32,null,18,"LH",9,"18LH 9",759,1138.5,380,{"$f":"MIN(I200,360/'Roof Bay Analysis'!$I$51*K200)","v":570},21,null,null,null,null,null,null,null,null,null,null,null,null,null,null,null,null,null,null,null,null,null,32018.057000000001,32,null,18,"LH",9,"18LH 9",759,1138.5,380,{"$f":"MIN(AP200,360/'Roof Bay Analysis'!$I$51*AR200)","v":570},21,null,"88DLH21",175,235,33521.428834260965]
[32020.0344,32020.051599999999,32,null,20,"LH",2,"20LH 2",344,516,208,{"$f":"MIN(I201,360/'Roof Bay Analysis'!$I$51*K201)","v":312},10,null,null,null,null,null,null,null,null,null,null,null,null,null,null,null,null,null,null,null,null,null,32020.031200000001,32,null,20,"LH",2,"20LH 2",344,516,208,{"$f":"MIN(AP201,360/'Roof Bay Analysis'!$I$51*AR201)","v":312},10,null,"96DLH17",190,122,22282.066303433967]
[32020.039499999999,32020.059249999998,32,null,20,"LH",3,"20LH 3",395,592.5,238,{"$f":"MIN(I202,360/'Roof Bay Analysis'!$I$51*K202)","v":357},11,null,null,null,null,null,null,null,null,null,null,null,null,null,null,null,null,null,null,null,null,null,32020.0357,32,null,20,"LH",3,"20LH 3",395,592.5,238,{"$f":"MIN(AP202,360/'Roof Bay Analysis'!$I$51*AR202)","v":357},11,null,"96DLH18",190,139,25386.944394896072]
[32020.044000000002,32020.065999999999,32,null,20,"LH",4,"20LH 4",440,660,265,{"$f":"MIN(I203,360/'Roof Bay Analysis'!$I$51*K203)","v":397.5},12,null,null,null,null,null,null,null,null,null,null,null,null,null,null,null,null,null,null,null,null,null,32020.03975,32,null,20,"LH",4,"20LH 4",440,660,265,{"$f":"MIN(AP203,360/'Roof Bay Analysis'!$I$51*AR203)","v":397.5},12,null,"96DLH19",190,158,28857.102261824311]
[32020.051299999999,32020.076949999999,32,null,20,"LH",5,"20LH 5",513,769.5,308,{"$f":"MIN(I204,360/'Roof Bay Analysis'!$I$51*K204)","v":462},14,null,null,null,null,null,null,null,null,null,null,null,null,null,null,null,null,null,null,null,null,null,32020.046200000001,32,null,20,"LH",5,"20LH 5",513,769.5,308,{"$f":"MIN(AP204,360/'Roof Bay Analysis'!$I$51*AR204)","v":462},14,null,"96DLH20",190,178,32509.900016485622]
[32020.059600000001,32020.089400000001,32,null,20,"LH",6,"20LH 6",596,894,351,{"$f":"MIN(I205,360/'Roof Bay Analysis'!$I$51*K205)","v":526.5},15,null,null,null,null,null,null,null,null,null,null,null,null,null,null,null,null,null,null,null,null,null,32020.052650000001,32,null,20,"LH",6,"20LH 6",596,894,351,{"$f":"MIN(AP205,360/'Roof Bay Analysis'!$I$51*AR205)","v":526.5},15,null,"96DLH21",190,220,40180.775301274356]
[32020.066699999999,32020.100050000001,32,null,20,"LH",7,"20LH 7",667,1000.5,398,{"$f":"MIN(I206,360/'Roof Bay Analysis'!$I$51*K206)","v":597},17,null,null,null,null,null,null,null,null,null,null,null,null,null,null,null,null,null,null,null,null,null,32020.059700000002,32,null,20,"LH",7,"20LH 7",667,1000.5,398,{"$f":"MIN(AP206,360/'Roof Bay Analysis'!$I$51*AR206)","v":597},17,null,"96DLH22",190,255,46573.171371931647]
[32020.072199999999,32020.1083,32,null,20,"LH",8,"20LH 8",722,1083,428,{"$f":"MIN(I207,360/'Roof Bay Analysis'!$I$51*K207)","v":642},19,null,null,null,null,null,null,null,null,null,null,null,null,null,null,null,null,null,null,null,null,null,32020.064200000001,32,null,20,"LH",8,"20LH 8",722,1083,428,{"$f":"MIN(AP207,360/'Roof Bay Analysis'!$I$51*AR207)","v":642},19,null,"104DLH18",205,130,29833.597072434841]
[32020.0802,32020.120299999999,32,null,20,"LH",9,"20LH 9",802,1203,475,{"$f":"MIN(I208,360/'Roof Bay Analysis'!$I$51*K208)","v":712.5},21,null,null,null,null,null,null,null,null,null,null,null,null,null,null,null,null,null,null,null,null,null,32020.071250000001,32,null,20,"LH",9,"20LH 9",802,1203,475,{"$f":"MIN(AP208,360/'Roof Bay Analysis'!$I$51*AR208)","v":712.5},21,null,"104DLH19",205,148,33964.402820925818]
[32020.086500000001,32020.12975,32,null,20,"LH",10,"20LH10",865,1297.5,510,{"$f":"MIN(I209,360/'Roof Bay Analysis'!$I$51*K209)","v":765},23,null,null,null,null,null,null,null,null,null,null,null,null,null,null,null,null,null,null,null,null,null,32020.076499999999,32,null,20,"LH",10,"20LH10",865,1297.5,510,{"$f":"MIN(AP209,360/'Roof Bay Analysis'!$I$51*AR209)","v":765},23,null,"104DLH20",205,167,38324.697777666297]
[32024.036315789475,32024.054473684209,32,null,24,"LH",3,"24LH 3",363.15789473684208,544.73684210526312,265.62160664819947,{"$f":"MIN(I210,360/'Roof Bay Analysis'!$I$51*K210)","v":363.15789473684208},11,null,null,null,null,null,null,null,null,null,null,null,null,null,null,null,null,null,null,null,null,null,32024.036315789475,32,null,24,"LH",3,"24LH 3",363.15789473684208,544.73684210526312,265.62160664819947,{"$f":"MIN(AP210,360/'Roof Bay Analysis'!$I$51*AR210)","v":363.15789473684208},11,null,"104DLH21",205,206,47274.77689939674]
[32024.044526315789,32024.066789473683,32,null,24,"LH",4,"24LH 4",445.26315789473682,667.8947368421052,325.52775623268695,{"$f":"MIN(I211,360/'Roof Bay Analysis'!$I$51*K211)","v":445.26315789473682},12,null,null,null,null,null,null,null,null,null,null,null,null,null,null,null,null,null,null,null,null,null,32024.044526315789,32,null,24,"LH",4,"24LH 4",445.26315789473682,667.8947368421052,325.52775623268695,{"$f":"MIN(AP211,360/'Roof Bay Analysis'!$I$51*AR211)","v":445.26315789473682},12,null,"104DLH22",205,240,55077.409979879703]
[32024.047684210527,32024.071526315791,32,null,24,"LH",5,"24LH 5",476.84210526315792,715.26315789473688,348.13385041551248,{"$f":"MIN(I212,360/'Roof Bay Analysis'!$I$51*K212)","v":476.84210526315792},13,null,null,null,null,null,null,null,null,null,null,null,null,null,null,null,null,null,null,null,null,null,32024.047684210527,32,null,24,"LH",5,"24LH 5",476.84210526315792,715.26315789473688,348.13385041551248,{"$f":"MIN(AP212,360/'Roof Bay Analysis'!$I$51*AR212)","v":476.84210526315792},13,null,"104DLH23",205,250,57372.302062374692]
[32024.064105263158,32024.096157894735,32,null,24,"LH",6,"24LH 6",641.0526315789474,961.57894736842104,464.5552354570637,{"$f":"MIN(I213,360/'Roof Bay Analysis'!$I$51*K213)","v":641.0526315789474},16,null,null,null,null,null,null,null,null,null,null,null,null,null,null,null,null,null,null,null,null,null,32024.064105263158,32,null,24,"LH",6,"24LH 6",641.0526315789474,961.57894736842104,464.5552354570637,{"$f":"MIN(AP213,360/'Roof Bay Analysis'!$I$51*AR213)","v":641.0526315789474},16,null,"112DLH19",220,140,39722.811984440523]
[32024.070421052631,32024.105631578946,32,null,24,"LH",7,"24LH 7",704.21052631578948,1056.3157894736842,510.89772853185593,{"$f":"MIN(I214,360/'Roof Bay Analysis'!$I$51*K214)","v":704.21052631578948},17,null,null,null,null,null,null,null,null,null,null,null,null,null,null,null,null,null,null,null,null,null,32024.070421052631,32,null,24,"LH",7,"24LH 7",704.21052631578948,1056.3157894736842,510.89772853185593,{"$f":"MIN(AP214,360/'Roof Bay Analysis'!$I$51*AR214)","v":704.21052631578948},17,null,"112DLH20",220,158,44830.030668154293]
[32024.075157894738,32024.112736842104,32,null,24,"LH",8,"24LH 8",751.57894736842104,1127.3684210526317,542.54626038781169,{"$f":"MIN(I215,360/'Roof Bay Analysis'!$I$51*K215)","v":751.57894736842104},18,null,null,null,null,null,null,null,null,null,null,null,null,null,null,null,null,null,null,null,null,null,32024.075157894738,32,null,24,"LH",8,"24LH 8",751.57894736842104,1127.3684210526317,542.54626038781169,{"$f":"MIN(AP215,360/'Roof Bay Analysis'!$I$51*AR215)","v":751.57894736842104},18,null,"112DLH21",220,195,55328.202406899283]
[32024.088421052631,32024.132631578948,32,null,24,"LH",9,"24LH 9",884.21052631578948,1326.3157894736842,635.23124653739615,{"$f":"MIN(I216,360/'Roof Bay Analysis'!$I$51*K216)","v":884.21052631578948},21,null,null,null,null,null,null,null,null,null,null,null,null,null,null,null,null,null,null,null,null,null,32024.088421052631,32,null,24,"LH",9,"24LH 9",884.21052631578948,1326.3157894736842,635.23124653739615,{"$f":"MIN(AP216,360/'Roof Bay Analysis'!$I$51*AR216)","v":884.21052631578948},21,null,"112DLH22",220,226,64123.967917739683]
[32024.09347368421,32024.140210526315,32,null,24,"LH",10,"24LH10",934.73684210526312,1402.1052631578946,673.66160664819949,{"$f":"MIN(I217,360/'Roof Bay Analysis'!$I$51*K217)","v":934.73684210526312},23,null,null,null,null,null,null,null,null,null,null,null,null,null,null,null,null,null,null,null,null,null,32024.09347368421,32,null,24,"LH",10,"24LH10",934.73684210526312,1402.1052631578946,673.66160664819949,{"$f":"MIN(AP217,360/'Roof Bay Analysis'!$I$51*AR217)","v":934.73684210526312},23,null,"112DLH23",220,236,66961.311630914002]
[32024.098526315789,32024.147789473685,32,null,24,"LH",11,"24LH11",985.26315789473688,1477.8947368421054,705.31013850415513,{"$f":"MIN(I218,360/'Roof Bay Analysis'!$I$51*K218)","v":985.26315789473688},25,null,null,null,null,null,null,null,null,null,null,null,null,null,null,null,null,null,null,null,null,null,32024.098526315789,32,null,24,"LH",11,"24LH11",985.26315789473688,1477.8947368421054,705.31013850415513,{"$f":"MIN(AP218,360/'Roof Bay Analysis'!$I$51*AR218)","v":985.26315789473688},25,null,"112DLH24",220,287,81431.764568103055]
[33018.0337,33018.05055,33,null,18,"LH",3,"18LH 3",337,505.5,177,{"$f":"MIN(I219,360/'Roof Bay Analysis'!$I$51*K219)","v":265.5},11,null,null,null,null,null,null,null,null,null,null,null,null,null,null,null,null,null,null,null,null,null,33018.026550000002,33,null,18,"LH",3,"18LH 3",337,505.5,177,{"$f":"MIN(AP219,360/'Roof Bay Analysis'!$I$51*AR219)","v":265.5},11,null,"120DLH20",240,140,51590.384212781435]
[33018.038800000002,33018.058199999999,33,null,18,"LH",4,"18LH 4",388,582,200,{"$f":"MIN(I220,360/'Roof Bay Analysis'!$I$51*K220)","v":300},12,null,null,null,null,null,null,null,null,null,null,null,null,null,null,null,null,null,null,null,null,null,33018.03,33,null,18,"LH",4,"18LH 4",388,582,200,{"$f":"MIN(AP220,360/'Roof Bay Analysis'!$I$51*AR220)","v":300},12,null,"120DLH21",240,173,63750.974777222771]
[33018.044800000003,33018.067199999998,33,null,18,"LH",5,"18LH 5",448,672,233,{"$f":"MIN(I221,360/'Roof Bay Analysis'!$I$51*K221)","v":349.5},15,null,null,null,null,null,null,null,null,null,null,null,null,null,null,null,null,null,null,null,null,null,33018.034950000001,33,null,18,"LH",5,"18LH 5",448,672,233,{"$f":"MIN(AP221,360/'Roof Bay Analysis'!$I$51*AR221)","v":349.5},15,null,"120DLH22",240,201,74069.051619779057]
[33018.049899999998,33018.074849999997,33,null,18,"LH",6,"18LH 6",499,748.5,254,{"$f":"MIN(I222,360/'Roof Bay Analysis'!$I$51*K222)","v":381},15,null,null,null,null,null,null,null,null,null,null,null,null,null,null,null,null,null,null,null,null,null,33018.038099999998,33,null,18,"LH",6,"18LH 6",499,748.5,254,{"$f":"MIN(AP222,360/'Roof Bay Analysis'!$I$51*AR222)","v":381},15,null,"120DLH23",240,210,77385.576319172149]
[33018.055899999999,33018.083850000003,33,null,18,"LH",7,"18LH 7",559,838.5,288,{"$f":"MIN(I223,360/'Roof Bay Analysis'!$I$51*K223)","v":432},17,null,null,null,null,null,null,null,null,null,null,null,null,null,null,null,null,null,null,null,null,null,33018.0432,33,null,18,"LH",7,"18LH 7",559,838.5,288,{"$f":"MIN(AP223,360/'Roof Bay Analysis'!$I$51*AR223)","v":432},17,null,"120DLH24",240,255,93968.19981613761]
[33018.064100000003,33018.096149999998,33,null,18,"LH",8,"18LH 8",641,961.5,320,{"$f":"MIN(I224,360/'Roof Bay Analysis'!$I$51*K224)","v":480},19,null,null,null,null,null,null,null,null,null,null,null,null,null,null,null,null,null,null,null,null,null,33018.048000000003,33,null,18,"LH",8,"18LH 8",641,961.5,320,{"$f":"MIN(AP224,360/'Roof Bay Analysis'!$I$51*AR224)","v":480},19,null,"120DLH25",240,294,108339.80684684102]
[33018.071300000003,33018.106950000001,33,null,18,"LH",9,"18LH 9",713,1069.5,346,{"$f":"MIN(I225,360/'Roof Bay Analysis'!$I$51*K225)","v":519},21,null,null,null,null,null,null,null,null,null,null,null,null,null,null,null,null,null,null,null,null,null,33018.051899999999,33,null,18,"LH",9,"18LH 9",713,1069.5,346,{"$f":"MIN(AP225,360/'Roof Bay Analysis'!$I$51*AR225)","v":519},21]
[33020.037199999999,33020.055800000002,33,null,20,"LH",3,"20LH 3",372,558,218,{"$f":"MIN(I226,360/'Roof Bay Analysis'!$I$51*K226)","v":327},11,null,null,null,null,null,null,null,null,null,null,null,null,null,null,null,null,null,null,null,null,null,33020.032700000003,33,null,20,"LH",3,"20LH 3",372,558,218,{"$f":"MIN(AP226,360/'Roof Bay Analysis'!$I$51*AR226)","v":327},11]
[33020.041599999997,33020.062400000003,33,null,20,"LH",4,"20LH 4",416,624,243,{"$f":"MIN(I227,360/'Roof Bay Analysis'!$I$51*K227)","v":364.5},12,null,null,null,null,null,null,null,null,null,null,null,null,null,null,null,null,null,null,null,null,null,33020.03645,33,null,20,"LH",4,"20LH 4",416,624,243,{"$f":"MIN(AP227,360/'Roof Bay Analysis'!$I$51*AR227)","v":364.5},12]
[33020.0484,33020.0726,33,null,20,"LH",5,"20LH 5",484,726,281,{"$f":"MIN(I228,360/'Roof Bay Analysis'!$I$51*K228)","v":421.5},14,null,null,null,null,null,null,null,null,null,null,null,null,null,null,null,null,null,null,null,null,null,33020.042150000001,33,null,20,"LH",5,"20LH 5",484,726,281,{"$f":"MIN(AP228,360/'Roof Bay Analysis'!$I$51*AR228)","v":421.5},14]
[33020.055999999997,33020.084000000003,33,null,20,"LH",6,"20LH 6",560,840,320,{"$f":"MIN(I229,360/'Roof Bay Analysis'!$I$51*K229)","v":480},15,null,null,null,null,null,null,null,null,null,null,null,null,null,null,null,null,null,null,null,null,null,33020.048000000003,33,null,20,"LH",6,"20LH 6",560,840,320,{"$f":"MIN(AP229,360/'Roof Bay Analysis'!$I$51*AR229)","v":480},15]
[33020.062700000002,33020.09405,33,null,20,"LH",7,"20LH 7",627,940.5,362,{"$f":"MIN(I230,360/'Roof Bay Analysis'!$I$51*K230)","v":543},17,null,null,null,null,null,null,null,null,null,null,null,null,null,null,null,null,null,null,null,null,null,33020.054300000003,33,null,20,"LH",7,"20LH 7",627,940.5,362,{"$f":"MIN(AP230,360/'Roof Bay Analysis'!$I$51*AR230)","v":543},17]
[33020.068700000003,33020.103049999998,33,null,20,"LH",8,"20LH 8",687,1030.5,395,{"$f":"MIN(I231,360/'Roof Bay Analysis'!$I$51*K231)","v":592.5},19,null,null,null,null,null,null,null,null,null,null,null,null,null,null,null,null,null,null,null,null,null,33020.059249999998,33,null,20,"LH",8,"20LH 8",687,1030.5,395,{"$f":"MIN(AP231,360/'Roof Bay Analysis'!$I$51*AR231)","v":592.5},19]
[33020.077799999999,33020.116699999999,33,null,20,"LH",9,"20LH 9",778,1167,437,{"$f":"MIN(I232,360/'Roof Bay Analysis'!$I$51*K232)","v":655.5},21,null,null,null,null,null,null,null,null,null,null,null,null,null,null,null,null,null,null,null,null,null,33020.065549999999,33,null,20,"LH",9,"20LH 9",778,1167,437,{"$f":"MIN(AP232,360/'Roof Bay Analysis'!$I$51*AR232)","v":655.5},21]
[33020.083899999998,33020.125849999997,33,null,20,"LH",10,"20LH10",839,1258.5,479,{"$f":"MIN(I233,360/'Roof Bay Analysis'!$I$51*K233)","v":718.5},23,null,null,null,null,null,null,null,null,null,null,null,null,null,null,null,null,null,null,null,null,null,33020.07185,33,null,20,"LH",10,"20LH10",839,1258.5,479,{"$f":"MIN(AP233,360/'Roof Bay Analysis'!$I$51*AR233)","v":718.5},23]
[33024.035204081636,33024.052806122447,33,null,24,"LH",3,"24LH 3",352.0408163265306,528.0612244897959,249.60797584339858,{"$f":"MIN(I234,360/'Roof Bay Analysis'!$I$51*K234)","v":352.0408163265306},11,null,null,null,null,null,null,null,null,null,null,null,null,null,null,null,null,null,null,null,null,null,33024.035204081636,33,null,24,"LH",3,"24LH 3",352.0408163265306,528.0612244897959,249.60797584339858,{"$f":"MIN(AP234,360/'Roof Bay Analysis'!$I$51*AR234)","v":352.0408163265306},11]
[33024.043163265305,33024.064744897958,33,null,24,"LH",4,"24LH 4",431.63265306122452,647.44897959183675,305.90254060807996,{"$f":"MIN(I235,360/'Roof Bay Analysis'!$I$51*K235)","v":431.63265306122452},12,null,null,null,null,null,null,null,null,null,null,null,null,null,null,null,null,null,null,null,null,null,33024.043163265305,33,null,24,"LH",4,"24LH 4",431.63265306122452,647.44897959183675,305.90254060807996,{"$f":"MIN(AP235,360/'Roof Bay Analysis'!$I$51*AR235)","v":431.63265306122452},12]
[33024.046224489794,33024.06933673469,33,null,24,"LH",5,"24LH 5",462.24489795918367,693.36734693877554,327.1457725947522,{"$f":"MIN(I236,360/'Roof Bay Analysis'!$I$51*K236)","v":462.24489795918367},13,null,null,null,null,null,null,null,null,null,null,null,null,null,null,null,null,null,null,null,null,null,33024.046224489794,33,null,24,"LH",5,"24LH 5",462.24489795918367,693.36734693877554,327.1457725947522,{"$f":"MIN(AP236,360/'Roof Bay Analysis'!$I$51*AR236)","v":462.24489795918367},13]
[33024.062142857139,33024.093214285713,33,null,24,"LH",6,"24LH 6",621.42857142857144,932.14285714285711,436.54841732611413,{"$f":"MIN(I237,360/'Roof Bay Analysis'!$I$51*K237)","v":621.42857142857144},16,null,null,null,null,null,null,null,null,null,null,null,null,null,null,null,null,null,null,null,null,null,33024.062142857139,33,null,24,"LH",6,"24LH 6",621.42857142857144,932.14285714285711,436.54841732611413,{"$f":"MIN(AP237,360/'Roof Bay Analysis'!$I$51*AR237)","v":621.42857142857144},16]
[33024.068265306123,33024.102397959185,33,null,24,"LH",7,"24LH 7",682.65306122448976,1023.9795918367347,480.09704289879215,{"$f":"MIN(I238,360/'Roof Bay Analysis'!$I$51*K238)","v":682.65306122448976},17,null,null,null,null,null,null,null,null,null,null,null,null,null,null,null,null,null,null,null,null,null,33024.068265306123,33,null,24,"LH",7,"24LH 7",682.65306122448976,1023.9795918367347,480.09704289879215,{"$f":"MIN(AP238,360/'Roof Bay Analysis'!$I$51*AR238)","v":682.65306122448976},17]
[33024.072857142855,33024.109285714287,33,null,24,"LH",8,"24LH 8",728.57142857142856,1092.8571428571429,509.8375676801333,{"$f":"MIN(I239,360/'Roof Bay Analysis'!$I$51*K239)","v":728.57142857142856},18,null,null,null,null,null,null,null,null,null,null,null,null,null,null,null,null,null,null,null,null,null,33024.072857142855,33,null,24,"LH",8,"24LH 8",728.57142857142856,1092.8571428571429,509.8375676801333,{"$f":"MIN(AP239,360/'Roof Bay Analysis'!$I$51*AR239)","v":728.57142857142856},18]
[33024.085714285713,33024.12857142857,33,null,24,"LH",9,"24LH 9",857.14285714285711,1285.7142857142858,596.9348188254894,{"$f":"MIN(I240,360/'Roof Bay Analysis'!$I$51*K240)","v":857.14285714285711},21,null,null,null,null,null,null,null,null,null,null,null,null,null,null,null,null,null,null,null,null,null,33024.085714285713,33,null,24,"LH",9,"24LH 9",857.14285714285711,1285.7142857142858,596.9348188254894,{"$f":"MIN(AP240,360/'Roof Bay Analysis'!$I$51*AR240)","v":857.14285714285711},21]
[33024.090612244901,33024.135918367348,33,null,24,"LH",10,"24LH10",906.12244897959181,1359.1836734693877,633.04831320283211,{"$f":"MIN(I241,360/'Roof Bay Analysis'!$I$51*K241)","v":906.12244897959181},23,null,null,null,null,null,null,null,null,null,null,null,null,null,null,null,null,null,null,null,null,null,33024.090612244901,33,null,24,"LH",10,"24LH10",906.12244897959181,1359.1836734693877,633.04831320283211,{"$f":"MIN(AP241,360/'Roof Bay Analysis'!$I$51*AR241)","v":906.12244897959181},23]
[33024.095510204083,33024.14326530612,33,null,24,"LH",11,"24LH11",955.10204081632651,1432.6530612244896,662.78883798417326,{"$f":"MIN(I242,360/'Roof Bay Analysis'!$I$51*K242)","v":955.10204081632651},25,null,null,null,null,null,null,null,null,null,null,null,null,null,null,null,null,null,null,null,null,null,33024.095510204083,33,null,24,"LH",11,"24LH11",955.10204081632651,1432.6530612244896,662.78883798417326,{"$f":"MIN(AP242,360/'Roof Bay Analysis'!$I$51*AR242)","v":955.10204081632651},25]
[34018.0317,34018.047550000003,34,null,18,"LH",3,"18LH 3",317,475.5,161,{"$f":"MIN(I243,360/'Roof Bay Analysis'!$I$51*K243)","v":241.5},11,null,null,null,null,null,null,null,null,null,null,null,null,null,null,null,null,null,null,null,null,null,34018.024149999997,34,null,18,"LH",3,"18LH 3",317,475.5,161,{"$f":"MIN(AP243,360/'Roof Bay Analysis'!$I$51*AR243)","v":241.5},11]
[34018.036500000002,34018.054750000003,34,null,18,"LH",4,"18LH 4",365,547.5,182,{"$f":"MIN(I244,360/'Roof Bay Analysis'!$I$51*K244)","v":273},12,null,null,null,null,null,null,null,null,null,null,null,null,null,null,null,null,null,null,null,null,null,34018.027300000002,34,null,18,"LH",4,"18LH 4",365,547.5,182,{"$f":"MIN(AP244,360/'Roof Bay Analysis'!$I$51*AR244)","v":273},12]
[34018.042099999999,34018.063150000002,34,null,18,"LH",5,"18LH 5",421,631.5,212,{"$f":"MIN(I245,360/'Roof Bay Analysis'!$I$51*K245)","v":318},15,null,null,null,null,null,null,null,null,null,null,null,null,null,null,null,null,null,null,null,null,null,34018.031799999997,34,null,18,"LH",5,"18LH 5",421,631.5,212,{"$f":"MIN(AP245,360/'Roof Bay Analysis'!$I$51*AR245)","v":318},15]
[34018.046999999999,34018.070500000002,34,null,18,"LH",6,"18LH 6",470,705,232,{"$f":"MIN(I246,360/'Roof Bay Analysis'!$I$51*K246)","v":348},15,null,null,null,null,null,null,null,null,null,null,null,null,null,null,null,null,null,null,null,null,null,34018.034800000001,34,null,18,"LH",6,"18LH 6",470,705,232,{"$f":"MIN(AP246,360/'Roof Bay Analysis'!$I$51*AR246)","v":348},15]
[34018.052600000003,34018.0789,34,null,18,"LH",7,"18LH 7",526,789,264,{"$f":"MIN(I247,360/'Roof Bay Analysis'!$I$51*K247)","v":396},17,null,null,null,null,null,null,null,null,null,null,null,null,null,null,null,null,null,null,null,null,null,34018.039599999996,34,null,18,"LH",7,"18LH 7",526,789,264,{"$f":"MIN(AP247,360/'Roof Bay Analysis'!$I$51*AR247)","v":396},17]
[34018.060400000002,34018.090600000003,34,null,18,"LH",8,"18LH 8",604,906,292,{"$f":"MIN(I248,360/'Roof Bay Analysis'!$I$51*K248)","v":438},19,null,null,null,null,null,null,null,null,null,null,null,null,null,null,null,null,null,null,null,null,null,34018.043799999999,34,null,18,"LH",8,"18LH 8",604,906,292,{"$f":"MIN(AP248,360/'Roof Bay Analysis'!$I$51*AR248)","v":438},19]
[34018.0671,34018.10065,34,null,18,"LH",9,"18LH 9",671,1006.5,316,{"$f":"MIN(I249,360/'Roof Bay Analysis'!$I$51*K249)","v":474},21,null,null,null,null,null,null,null,null,null,null,null,null,null,null,null,null,null,null,null,null,null,34018.047400000003,34,null,18,"LH",9,"18LH 9",671,1006.5,316,{"$f":"MIN(AP249,360/'Roof Bay Analysis'!$I$51*AR249)","v":474},21]
[34020.035199999998,34020.052799999998,34,null,20,"LH",3,"20LH 3",352,528,200,{"$f":"MIN(I250,360/'Roof Bay Analysis'!$I$51*K250)","v":300},11,null,null,null,null,null,null,null,null,null,null,null,null,null,null,null,null,null,null,null,null,null,34020.03,34,null,20,"LH",3,"20LH 3",352,528,200,{"$f":"MIN(AP250,360/'Roof Bay Analysis'!$I$51*AR250)","v":300},11]
[34020.039299999997,34020.058949999999,34,null,20,"LH",4,"20LH 4",393,589.5,223,{"$f":"MIN(I251,360/'Roof Bay Analysis'!$I$51*K251)","v":334.5},12,null,null,null,null,null,null,null,null,null,null,null,null,null,null,null,null,null,null,null,null,null,34020.033450000003,34,null,20,"LH",4,"20LH 4",393,589.5,223,{"$f":"MIN(AP251,360/'Roof Bay Analysis'!$I$51*AR251)","v":334.5},12]
[34020.0458,34020.068700000003,34,null,20,"LH",5,"20LH 5",458,687,258,{"$f":"MIN(I252,360/'Roof Bay Analysis'!$I$51*K252)","v":387},14,null,null,null,null,null,null,null,null,null,null,null,null,null,null,null,null,null,null,null,null,null,34020.038699999997,34,null,20,"LH",5,"20LH 5",458,687,258,{"$f":"MIN(AP252,360/'Roof Bay Analysis'!$I$51*AR252)","v":387},14]
[34020.0527,34020.07905,34,null,20,"LH",6,"20LH 6",527,790.5,292,{"$f":"MIN(I253,360/'Roof Bay Analysis'!$I$51*K253)","v":438},15,null,null,null,null,null,null,null,null,null,null,null,null,null,null,null,null,null,null,null,null,null,34020.043799999999,34,null,20,"LH",6,"20LH 6",527,790.5,292,{"$f":"MIN(AP253,360/'Roof Bay Analysis'!$I$51*AR253)","v":438},15]
[34020.059000000001,34020.088499999998,34,null,20,"LH",7,"20LH 7",590,885,331,{"$f":"MIN(I254,360/'Roof Bay Analysis'!$I$51*K254)","v":496.5},17,null,null,null,null,null,null,null,null,null,null,null,null,null,null,null,null,null,null,null,null,null,34020.049650000001,34,null,20,"LH",7,"20LH 7",590,885,331,{"$f":"MIN(AP254,360/'Roof Bay Analysis'!$I$51*AR254)","v":496.5},17]
[34020.065399999999,34020.098100000003,34,null,20,"LH",8,"20LH 8",654,981,365,{"$f":"MIN(I255,360/'Roof Bay Analysis'!$I$51*K255)","v":547.5},19,null,null,null,null,null,null,null,null,null,null,null,null,null,null,null,null,null,null,null,null,null,34020.054750000003,34,null,20,"LH",8,"20LH 8",654,981,365,{"$f":"MIN(AP255,360/'Roof Bay Analysis'!$I$51*AR255)","v":547.5},19]
[34020.075499999999,34020.113250000002,34,null,20,"LH",9,"20LH 9",755,1132.5,399,{"$f":"MIN(I256,360/'Roof Bay Analysis'!$I$51*K256)","v":598.5},21,null,null,null,null,null,null,null,null,null,null,null,null,null,null,null,null,null,null,null,null,null,34020.059849999998,34,null,20,"LH",9,"20LH 9",755,1132.5,399,{"$f":"MIN(AP256,360/'Roof Bay Analysis'!$I$51*AR256)","v":598.5},21]
[34020.081400000003,34020.122100000001,34,null,20,"LH",10,"20LH10",814,1221,448,{"$f":"MIN(I257,360/'Roof Bay Analysis'!$I$51*K257)","v":672},23,null,null,null,null,null,null,null,null,null,null,null,null,null,null,null,null,null,null,null,null,null,34020.067199999998,34,null,20,"LH",10,"20LH10",814,1221,448,{"$f":"MIN(AP257,360/'Roof Bay Analysis'!$I$51*AR257)","v":672},23]
[34024.034200000002,34024.051299999999,34,null,24,"LH",3,"24LH 3",342,513,235,{"$f":"MIN(I258,360/'Roof Bay Analysis'!$I$51*K258)","v":342},11,null,null,null,null,null,null,null,null,null,null,null,null,null,null,null,null,null,null,null,null,null,34024.034200000002,34,null,24,"LH",3,"24LH 3",342,513,235,{"$f":"MIN(AP258,360/'Roof Bay Analysis'!$I$51*AR258)","v":342},11]
[34024.041899999997,34024.062850000002,34,null,24,"LH",4,"24LH 4",419,628.5,288,{"$f":"MIN(I259,360/'Roof Bay Analysis'!$I$51*K259)","v":419},12,null,null,null,null,null,null,null,null,null,null,null,null,null,null,null,null,null,null,null,null,null,34024.041899999997,34,null,24,"LH",4,"24LH 4",419,628.5,288,{"$f":"MIN(AP259,360/'Roof Bay Analysis'!$I$51*AR259)","v":419},12]
[{"$f":"C260*1000+E260+I260/10000","v":34024.044900000001},{"$f":"C260*1000+E260+J260/10000","v":34024.067349999998},34,null,24,"LH",5,"24LH 5",449,{"$f":"1.5*I260","v":673.5},308,{"$f":"MIN(I260,360/'Roof Bay Analysis'!$I$51*K260)","v":449},13,null,null,null,null,null,null,null,null,null,null,null,null,null,null,null,null,null,null,null,null,null,{"$f":"AJ260*1000+AL260+AS260/10000","v":34024.044900000001},34,null,24,"LH",5,"24LH 5",449,{"$f":"1.5*AP260","v":673.5},308,{"$f":"MIN(AP260,360/'Roof Bay Analysis'!$I$51*AR260)","v":449},13]
[34024.060400000002,34024.090600000003,34,null,{"$f":"VALUE(LEFT(H261,2))","v":24},{"$f":"MID(H261,3,LEN(H261)-4)","v":"LH"},{"$f":"VALUE(RIGHT(H261,2))","v":6},"24LH 6",604,906,411,{"$f":"MIN(I261,360/'Roof Bay Analysis'!$I$51*K261)","v":604},16,null,null,null,null,null,null,null,null,null,null,null,null,null,null,null,null,null,null,null,null,null,34024.060400000002,34,null,{"$f":"VALUE(LEFT(AO261,2))","v":24},{"$f":"MID(AO261,3,LEN(AO261)-4)","v":"LH"},{"$f":"VALUE(RIGHT(AO261,2))","v":6},"24LH 6",604,906,411,{"$f":"MIN(AP261,360/'Roof Bay Analysis'!$I$51*AR261)","v":604},16]
[34024.066500000001,34024.099750000001,34,null,24,"LH",7,"24LH 7",665,997.5,452,{"$f":"MIN(I262,360/'Roof Bay Analysis'!$I$51*K262)","v":665},17,null,null,null,null,null,null,null,null,null,null,null,null,null,null,null,null,null,null,null,null,null,34024.066500000001,34,null,24,"LH",7,"24LH 7",665,997.5,452,{"$f":"MIN(AP262,360/'Roof Bay Analysis'!$I$51*AR262)","v":665},17]
[34024.070699999997,34024.106050000002,34,null,24,"LH",8,"24LH 8",707,1060.5,480,{"$f":"MIN(I263,360/'Roof Bay Analysis'!$I$51*K263)","v":707},18,null,null,null,null,null,null,null,null,null,null,null,null,null,null,null,null,null,null,null,null,null,34024.070699999997,34,null,24,"LH",8,"24LH 8",707,1060.5,480,{"$f":"MIN(AP263,360/'Roof Bay Analysis'!$I$51*AR263)","v":707},18]
[34024.083200000001,34024.124799999998,34,null,24,"LH",9,"24LH 9",832,1248,562,{"$f":"MIN(I264,360/'Roof Bay Analysis'!$I$51*K264)","v":832},21,null,null,null,null,null,null,null,null,null,null,null,null,null,null,null,null,null,null,null,null,null,34024.083200000001,34,null,24,"LH",9,"24LH 9",832,1248,562,{"$f":"MIN(AP264,360/'Roof Bay Analysis'!$I$51*AR264)","v":832},21]
[34024.088199999998,34024.132299999997,34,null,24,"LH",10,"24LH10",882,1323,596,{"$f":"MIN(I265,360/'Roof Bay Analysis'!$I$51*K265)","v":882},23,null,null,null,null,null,null,null,null,null,null,null,null,null,null,null,null,null,null,null,null,null,34024.088199999998,34,null,24,"LH",10,"24LH10",882,1323,596,{"$f":"MIN(AP265,360/'Roof Bay Analysis'!$I$51*AR265)","v":882},23]
[34024.092700000001,34024.139049999998,34,null,24,"LH",11,"24LH11",927,1390.5,624,{"$f":"MIN(I266,360/'Roof Bay Analysis'!$I$51*K266)","v":927},25,null,null,null,null,null,null,null,null,null,null,null,null,null,null,null,null,null,null,null,null,null,34024.092700000001,34,null,24,"LH",11,"24LH11",927,1390.5,624,{"$f":"MIN(AP266,360/'Roof Bay Analysis'!$I$51*AR266)","v":927},25]
[34028.041584158418,34028.062376237627,34,null,28,"LH",5,"28LH 5",415.84158415841586,623.76237623762381,335.44505440643076,{"$f":"MIN(I267,360/'Roof Bay Analysis'!$I$51*K267)","v":415.84158415841586},13,null,null,null,null,null,null,null,null,null,null,null,null,null,null,null,null,null,null,null,null,null,34028.041584158418,34,null,28,"LH",5,"28LH 5",415.84158415841586,623.76237623762381,335.44505440643076,{"$f":"MIN(AP267,360/'Roof Bay Analysis'!$I$51*AR267)","v":415.84158415841586},13]
[34028.055247524753,34028.08287128713,34,null,28,"LH",6,"28LH 6",552.47524752475249,828.71287128712879,442.66493481031273,{"$f":"MIN(I268,360/'Roof Bay Analysis'!$I$51*K268)","v":552.47524752475249},16,null,null,null,null,null,null,null,null,null,null,null,null,null,null,null,null,null,null,null,null,null,34028.055247524753,34,null,28,"LH",6,"28LH 6",552.47524752475249,828.71287128712879,442.66493481031273,{"$f":"MIN(AP268,360/'Roof Bay Analysis'!$I$51*AR268)","v":552.47524752475249},16]
[34028.062376237627,34028.093564356437,34,null,28,"LH",7,"28LH 7",623.76237623762381,935.64356435643572,499.33830016665036,{"$f":"MIN(I269,360/'Roof Bay Analysis'!$I$51*K269)","v":623.76237623762381},17,null,null,null,null,null,null,null,null,null,null,null,null,null,null,null,null,null,null,null,null,null,34028.062376237627,34,null,28,"LH",7,"28LH 7",623.76237623762381,935.64356435643572,499.33830016665036,{"$f":"MIN(AP269,360/'Roof Bay Analysis'!$I$51*AR269)","v":623.76237623762381},17]
[34028.066831683165,34028.100247524751,34,null,28,"LH",8,"28LH 8",668.31683168316829,1002.4752475247524,533.03597686501325,{"$f":"MIN(I270,360/'Roof Bay Analysis'!$I$51*K270)","v":668.31683168316829},18,null,null,null,null,null,null,null,null,null,null,null,null,null,null,null,null,null,null,null,null,null,34028.066831683165,34,null,28,"LH",8,"28LH 8",668.31683168316829,1002.4752475247524,533.03597686501325,{"$f":"MIN(AP270,360/'Roof Bay Analysis'!$I$51*AR270)","v":668.31683168316829},18]
[34028.082277227724,34028.123415841583,34,null,28,"LH",9,"28LH 9",822.77227722772273,1234.158415841584,655.5729830408784,{"$f":"MIN(I271,360/'Roof Bay Analysis'!$I$51*K271)","v":822.77227722772273},21,null,null,null,null,null,null,null,null,null,null,null,null,null,null,null,null,null,null,null,null,null,34028.082277227724,34,null,28,"LH",9,"28LH 9",822.77227722772273,1234.158415841584,655.5729830408784,{"$f":"MIN(AP271,360/'Roof Bay Analysis'!$I$51*AR271)","v":822.77227722772273},21]
[34028.089999999997,34028.135000000002,34,null,28,"LH",10,"28LH10",900,1350,713.7780609744143,{"$f":"MIN(I272,360/'Roof Bay Analysis'!$I$51*K272)","v":900},23,null,null,null,null,null,null,null,null,null,null,null,null,null,null,null,null,null,null,null,null,null,34028.089999999997,34,null,28,"LH",10,"28LH10",900,1350,713.7780609744143,{"$f":"MIN(AP272,360/'Roof Bay Analysis'!$I$51*AR272)","v":900},23]
[34028.096534653465,34028.144801980197,34,null,28,"LH",11,"28LH11",965.34653465346537,1448.0198019801981,762.79286344476031,{"$f":"MIN(I273,360/'Roof Bay Analysis'!$I$51*K273)","v":965.34653465346537},25,null,null,null,null,null,null,null,null,null,null,null,null,null,null,null,null,null,null,null,null,null,34028.096534653465,34,null,28,"LH",11,"28LH11",965.34653465346537,1448.0198019801981,762.79286344476031,{"$f":"MIN(AP273,360/'Roof Bay Analysis'!$I$51*AR273)","v":965.34653465346537},25]
[34028.106039603961,34028.159059405938,34,null,28,"LH",12,"28LH12",1060.3960396039604,1590.5940594059407,834.78335457308106,{"$f":"MIN(I274,360/'Roof Bay Analysis'!$I$51*K274)","v":1060.3960396039604},27,null,null,null,null,null,null,null,null,null,null,null,null,null,null,null,null,null,null,null,null,null,34028.106039603961,34,null,28,"LH",12,"28LH12",1060.3960396039604,1590.5940594059407,834.78335457308106,{"$f":"MIN(AP274,360/'Roof Bay Analysis'!$I$51*AR274)","v":1060.3960396039604},27]
[34028.110495049506,34028.16574257426,34,null,28,"LH",13,"28LH13",1104.950495049505,1657.4257425742576,871.54445642584062,{"$f":"MIN(I275,360/'Roof Bay Analysis'!$I$51*K275)","v":1104.950495049505},30,null,null,null,null,null,null,null,null,null,null,null,null,null,null,null,null,null,null,null,null,null,34028.110495049506,34,null,28,"LH",13,"28LH13",1104.950495049505,1657.4257425742576,871.54445642584062,{"$f":"MIN(AP275,360/'Roof Bay Analysis'!$I$51*AR275)","v":1104.950495049505},30]
[35018.029900000001,35018.044849999998,35,null,18,"LH",3,"18LH 3",299,448.5,148,{"$f":"MIN(I276,360/'Roof Bay Analysis'!$I$51*K276)","v":222},11,null,null,null,null,null,null,null,null,null,null,null,null,null,null,null,null,null,null,null,null,null,35018.022199999999,35,null,18,"LH",3,"18LH 3",299,448.5,148,{"$f":"MIN(AP276,360/'Roof Bay Analysis'!$I$51*AR276)","v":222},11]
[35018.034399999997,35018.051599999999,35,null,18,"LH",4,"18LH 4",344,516,167,{"$f":"MIN(I277,360/'Roof Bay Analysis'!$I$51*K277)","v":250.5},12,null,null,null,null,null,null,null,null,null,null,null,null,null,null,null,null,null,null,null,null,null,35018.025049999997,35,null,18,"LH",4,"18LH 4",344,516,167,{"$f":"MIN(AP277,360/'Roof Bay Analysis'!$I$51*AR277)","v":250.5},12]
[35018.039700000001,35018.059549999998,35,null,18,"LH",5,"18LH 5",397,595.5,195,{"$f":"MIN(I278,360/'Roof Bay Analysis'!$I$51*K278)","v":292.5},15,null,null,null,null,null,null,null,null,null,null,null,null,null,null,null,null,null,null,null,null,null,35018.02925,35,null,18,"LH",5,"18LH 5",397,595.5,195,{"$f":"MIN(AP278,360/'Roof Bay Analysis'!$I$51*AR278)","v":292.5},15]
[35018.044300000001,35018.066449999998,35,null,18,"LH",6,"18LH 6",443,664.5,212,{"$f":"MIN(I279,360/'Roof Bay Analysis'!$I$51*K279)","v":318},15,null,null,null,null,null,null,null,null,null,null,null,null,null,null,null,null,null,null,null,null,null,35018.031799999997,35,null,18,"LH",6,"18LH 6",443,664.5,212,{"$f":"MIN(AP279,360/'Roof Bay Analysis'!$I$51*AR279)","v":318},15]
[35018.049599999998,35018.074399999998,35,null,18,"LH",7,"18LH 7",496,744,241,{"$f":"MIN(I280,360/'Roof Bay Analysis'!$I$51*K280)","v":361.5},17,null,null,null,null,null,null,null,null,null,null,null,null,null,null,null,null,null,null,null,null,null,35018.03615,35,null,18,"LH",7,"18LH 7",496,744,241,{"$f":"MIN(AP280,360/'Roof Bay Analysis'!$I$51*AR280)","v":361.5},17]
[35018.057099999998,35018.085650000001,35,null,18,"LH",8,"18LH 8",571,856.5,267,{"$f":"MIN(I281,360/'Roof Bay Analysis'!$I$51*K281)","v":400.5},19,null,null,null,null,null,null,null,null,null,null,null,null,null,null,null,null,null,null,null,null,null,35018.040050000003,35,null,18,"LH",8,"18LH 8",571,856.5,267,{"$f":"MIN(AP281,360/'Roof Bay Analysis'!$I$51*AR281)","v":400.5},19]
[35018.063300000002,35018.094949999999,35,null,18,"LH",9,"18LH 9",633,949.5,289,{"$f":"MIN(I282,360/'Roof Bay Analysis'!$I$51*K282)","v":433.5},21,null,null,null,null,null,null,null,null,null,null,null,null,null,null,null,null,null,null,null,null,null,35018.04335,35,null,18,"LH",9,"18LH 9",633,949.5,289,{"$f":"MIN(AP282,360/'Roof Bay Analysis'!$I$51*AR282)","v":433.5},21]
[35020.033300000003,35020.049950000001,35,null,20,"LH",3,"20LH 3",333,499.5,184,{"$f":"MIN(I283,360/'Roof Bay Analysis'!$I$51*K283)","v":276},11,null,null,null,null,null,null,null,null,null,null,null,null,null,null,null,null,null,null,null,null,null,35020.027600000001,35,null,20,"LH",3,"20LH 3",333,499.5,184,{"$f":"MIN(AP283,360/'Roof Bay Analysis'!$I$51*AR283)","v":276},11]
[35020.037199999999,35020.055800000002,35,null,20,"LH",4,"20LH 4",372,558,205,{"$f":"MIN(I284,360/'Roof Bay Analysis'!$I$51*K284)","v":307.5},12,null,null,null,null,null,null,null,null,null,null,null,null,null,null,null,null,null,null,null,null,null,35020.030749999998,35,null,20,"LH",4,"20LH 4",372,558,205,{"$f":"MIN(AP284,360/'Roof Bay Analysis'!$I$51*AR284)","v":307.5},12]
[35020.043400000002,35020.0651,35,null,20,"LH",5,"20LH 5",434,651,238,{"$f":"MIN(I285,360/'Roof Bay Analysis'!$I$51*K285)","v":357},14,null,null,null,null,null,null,null,null,null,null,null,null,null,null,null,null,null,null,null,null,null,35020.0357,35,null,20,"LH",5,"20LH 5",434,651,238,{"$f":"MIN(AP285,360/'Roof Bay Analysis'!$I$51*AR285)","v":357},14]
[35020.049700000003,35020.074549999998,35,null,20,"LH",6,"20LH 6",497,745.5,267,{"$f":"MIN(I286,360/'Roof Bay Analysis'!$I$51*K286)","v":400.5},15,null,null,null,null,null,null,null,null,null,null,null,null,null,null,null,null,null,null,null,null,null,35020.040050000003,35,null,20,"LH",6,"20LH 6",497,745.5,267,{"$f":"MIN(AP286,360/'Roof Bay Analysis'!$I$51*AR286)","v":400.5},15]
[35020.0556,35020.083400000003,35,null,20,"LH",7,"20LH 7",556,834,303,{"$f":"MIN(I287,360/'Roof Bay Analysis'!$I$51*K287)","v":454.5},17,null,null,null,null,null,null,null,null,null,null,null,null,null,null,null,null,null,null,null,null,null,35020.045449999998,35,null,20,"LH",7,"20LH 7",556,834,303,{"$f":"MIN(AP287,360/'Roof Bay Analysis'!$I$51*AR287)","v":454.5},17]
[35020.062100000003,35020.093150000001,35,null,20,"LH",8,"20LH 8",621,931.5,336,{"$f":"MIN(I288,360/'Roof Bay Analysis'!$I$51*K288)","v":504},19,null,null,null,null,null,null,null,null,null,null,null,null,null,null,null,null,null,null,null,null,null,35020.0504,35,null,20,"LH",8,"20LH 8",621,931.5,336,{"$f":"MIN(AP288,360/'Roof Bay Analysis'!$I$51*AR288)","v":504},19]
[35020.071199999998,35020.106800000001,35,null,20,"LH",9,"20LH 9",712,1068,366,{"$f":"MIN(I289,360/'Roof Bay Analysis'!$I$51*K289)","v":549},21,null,null,null,null,null,null,null,null,null,null,null,null,null,null,null,null,null,null,null,null,null,35020.054900000003,35,null,20,"LH",9,"20LH 9",712,1068,366,{"$f":"MIN(AP289,360/'Roof Bay Analysis'!$I$51*AR289)","v":549},21]
[35020.079100000003,35020.118649999997,35,null,20,"LH",10,"20LH10",791,1186.5,411,{"$f":"MIN(I290,360/'Roof Bay Analysis'!$I$51*K290)","v":616.5},23,null,null,null,null,null,null,null,null,null,null,null,null,null,null,null,null,null,null,null,null,null,35020.061650000003,35,null,20,"LH",10,"20LH10",791,1186.5,411,{"$f":"MIN(AP290,360/'Roof Bay Analysis'!$I$51*AR290)","v":616.5},23]
[35024.039799999999,35024.059699999998,35,null,24,"LH",4,"24LH 4",398,597,265,{"$f":"MIN(I291,360/'Roof Bay Analysis'!$I$51*K291)","v":397.5},12,null,null,null,null,null,null,null,null,null,null,null,null,null,null,null,null,null,null,null,null,null,35024.039750000004,35,null,24,"LH",4,"24LH 4",398,597,265,{"$f":"MIN(AP291,360/'Roof Bay Analysis'!$I$51*AR291)","v":397.5},12]
[35024.044600000001,35024.066899999998,35,null,24,"LH",5,"24LH 5",446,669,297,{"$f":"MIN(I292,360/'Roof Bay Analysis'!$I$51*K292)","v":445.5},13,null,null,null,null,null,null,null,null,null,null,null,null,null,null,null,null,null,null,null,null,null,35024.044549999999,35,null,24,"LH",5,"24LH 5",446,669,297,{"$f":"MIN(AP292,360/'Roof Bay Analysis'!$I$51*AR292)","v":445.5},13]
[35024.0579,35024.08685,35,null,24,"LH",6,"24LH 6",579,868.5,382,{"$f":"MIN(I293,360/'Roof Bay Analysis'!$I$51*K293)","v":573},16,null,null,null,null,null,null,null,null,null,null,null,null,null,null,null,null,null,null,null,null,null,35024.0573,35,null,24,"LH",6,"24LH 6",579,868.5,382,{"$f":"MIN(AP293,360/'Roof Bay Analysis'!$I$51*AR293)","v":573},16]
[35024.063800000004,35024.095699999998,35,null,24,"LH",7,"24LH 7",638,957,421,{"$f":"MIN(I294,360/'Roof Bay Analysis'!$I$51*K294)","v":631.5},17,null,null,null,null,null,null,null,null,null,null,null,null,null,null,null,null,null,null,null,null,null,35024.063150000002,35,null,24,"LH",7,"24LH 7",638,957,421,{"$f":"MIN(AP294,360/'Roof Bay Analysis'!$I$51*AR294)","v":631.5},17]
[35024.0677,35024.101549999999,35,null,24,"LH",8,"24LH 8",677,1015.5,447,{"$f":"MIN(I295,360/'Roof Bay Analysis'!$I$51*K295)","v":670.5},18,null,null,null,null,null,null,null,null,null,null,null,null,null,null,null,null,null,null,null,null,null,35024.067049999998,35,null,24,"LH",8,"24LH 8",677,1015.5,447,{"$f":"MIN(AP295,360/'Roof Bay Analysis'!$I$51*AR295)","v":670.5},18]
[35024.080800000003,35024.121200000001,35,null,24,"LH",9,"24LH 9",808,1212,530,{"$f":"MIN(I296,360/'Roof Bay Analysis'!$I$51*K296)","v":795},21,null,null,null,null,null,null,null,null,null,null,null,null,null,null,null,null,null,null,null,null,null,35024.0795,35,null,24,"LH",9,"24LH 9",808,1212,530,{"$f":"MIN(AP296,360/'Roof Bay Analysis'!$I$51*AR296)","v":795},21]
[35024.085599999999,35024.128400000001,35,null,24,"LH",10,"24LH10",856,1284,559,{"$f":"MIN(I297,360/'Roof Bay Analysis'!$I$51*K297)","v":838.5},23,null,null,null,null,null,null,null,null,null,null,null,null,null,null,null,null,null,null,null,null,null,35024.083850000003,35,null,24,"LH",10,"24LH10",856,1284,559,{"$f":"MIN(AP297,360/'Roof Bay Analysis'!$I$51*AR297)","v":838.5},23]
[35024.089999999997,35024.135000000002,35,null,24,"LH",11,"24LH11",900,1350,588,{"$f":"MIN(I298,360/'Roof Bay Analysis'!$I$51*K298)","v":882},25,null,null,null,null,null,null,null,null,null,null,null,null,null,null,null,null,null,null,null,null,null,35024.088199999998,35,null,24,"LH",11,"24LH11",900,1350,588,{"$f":"MIN(AP298,360/'Roof Bay Analysis'!$I$51*AR298)","v":882},25]
[35028.040384615386,35028.060576923075,35,null,28,"LH",5,"28LH 5",403.84615384615387,605.76923076923083,316.37157914201185,{"$f":"MIN(I299,360/'Roof Bay Analysis'!$I$51*K299)","v":403.84615384615387},13,null,null,null,null,null,null,null,null,null,null,null,null,null,null,null,null,null,null,null,null,null,35028.040384615386,35,null,28,"LH",5,"28LH 5",403.84615384615387,605.76923076923083,316.37157914201185,{"$f":"MIN(AP299,360/'Roof Bay Analysis'!$I$51*AR299)","v":403.84615384615387},13]
[35028.053653846153,35028.080480769233,35,null,28,"LH",6,"28LH 6",536.53846153846155,804.80769230769238,417.49491494082838,{"$f":"MIN(I300,360/'Roof Bay Analysis'!$I$51*K300)","v":536.53846153846155},16,null,null,null,null,null,null,null,null,null,null,null,null,null,null,null,null,null,null,null,null,null,35028.053653846153,35,null,28,"LH",6,"28LH 6",536.53846153846155,804.80769230769238,417.49491494082838,{"$f":"MIN(AP300,360/'Roof Bay Analysis'!$I$51*AR300)","v":536.53846153846155},16]
[35028.060576923075,35028.090865384613,35,null,28,"LH",7,"28LH 7",605.76923076923072,908.65384615384608,470.94582100591714,{"$f":"MIN(I301,360/'Roof Bay Analysis'!$I$51*K301)","v":605.76923076923072},17,null,null,null,null,null,null,null,null,null,null,null,null,null,null,null,null,null,null,null,null,null,35028.060576923075,35,null,28,"LH",7,"28LH 7",605.76923076923072,908.65384615384608,470.94582100591714,{"$f":"MIN(AP301,360/'Roof Bay Analysis'!$I$51*AR301)","v":605.76923076923072},17]
[35028.064903846156,35028.097355769234,35,null,28,"LH",8,"28LH 8",649.03846153846155,973.55769230769238,502.72744082840239,{"$f":"MIN(I302,360/'Roof Bay Analysis'!$I$51*K302)","v":649.03846153846155},18,null,null,null,null,null,null,null,null,null,null,null,null,null,null,null,null,null,null,null,null,null,35028.064903846156,35,null,28,"LH",8,"28LH 8",649.03846153846155,973.55769230769238,502.72744082840239,{"$f":"MIN(AP302,360/'Roof Bay Analysis'!$I$51*AR302)","v":649.03846153846155},18]
[35028.079903846156,35028.119855769233,35,null,28,"LH",9,"28LH 9",799.03846153846155,1198.5576923076924,618.29696745562126,{"$f":"MIN(I303,360/'Roof Bay Analysis'!$I$51*K303)","v":799.03846153846155},21,null,null,null,null,null,null,null,null,null,null,null,null,null,null,null,null,null,null,null,null,null,35028.079903846156,35,null,28,"LH",9,"28LH 9",799.03846153846155,1198.5576923076924,618.29696745562126,{"$f":"MIN(AP303,360/'Roof Bay Analysis'!$I$51*AR303)","v":799.03846153846155},21]
[35028.087403846155,35028.131105769229,35,null,28,"LH",10,"28LH10",874.03846153846155,1311.0576923076924,673.19249260355025,{"$f":"MIN(I304,360/'Roof Bay Analysis'!$I$51*K304)","v":874.03846153846155},23,null,null,null,null,null,null,null,null,null,null,null,null,null,null,null,null,null,null,null,null,null,35028.087403846155,35,null,28,"LH",10,"28LH10",874.03846153846155,1311.0576923076924,673.19249260355025,{"$f":"MIN(AP304,360/'Roof Bay Analysis'!$I$51*AR304)","v":874.03846153846155},23]
[35028.09375,35028.140625,35,null,28,"LH",11,"28LH11",937.5,1406.25,719.42030325443784,{"$f":"MIN(I305,360/'Roof Bay Analysis'!$I$51*K305)","v":937.5},25,null,null,null,null,null,null,null,null,null,null,null,null,null,null,null,null,null,null,null,null,null,35028.09375,35,null,28,"LH",11,"28LH11",937.5,1406.25,719.42030325443784,{"$f":"MIN(AP305,360/'Roof Bay Analysis'!$I$51*AR305)","v":937.5},25]
[35028.102980769232,35028.154471153844,35,null,28,"LH",12,"28LH12",1029.8076923076924,1544.7115384615386,787.31740014792899,{"$f":"MIN(I306,360/'Roof Bay Analysis'!$I$51*K306)","v":1029.8076923076924},27,null,null,null,null,null,null,null,null,null,null,null,null,null,null,null,null,null,null,null,null,null,35028.102980769232,35,null,28,"LH",12,"28LH12",1029.8076923076924,1544.7115384615386,787.31740014792899,{"$f":"MIN(AP306,360/'Roof Bay Analysis'!$I$51*AR306)","v":1029.8076923076924},27]
[35028.107307692306,35028.160961538459,35,null,28,"LH",13,"28LH13",1073.0769230769231,1609.6153846153848,821.98825813609471,{"$f":"MIN(I307,360/'Roof Bay Analysis'!$I$51*K307)","v":1073.0769230769231},30,null,null,null,null,null,null,null,null,null,null,null,null,null,null,null,null,null,null,null,null,null,35028.107307692306,35,null,28,"LH",13,"28LH13",1073.0769230769231,1609.6153846153848,821.98825813609471,{"$f":"MIN(AP307,360/'Roof Bay Analysis'!$I$51*AR307)","v":1073.0769230769231},30]
[36018.028299999998,36018.042450000001,36,null,18,"LH",3,"18LH 3",283,424.5,136,{"$f":"MIN(I308,360/'Roof Bay Analysis'!$I$51*K308)","v":204},11,null,null,null,null,null,null,null,null,null,null,null,null,null,null,null,null,null,null,null,null,null,36018.020400000001,36,null,18,"LH",3,"18LH 3",283,424.5,136,{"$f":"MIN(AP308,360/'Roof Bay Analysis'!$I$51*AR308)","v":204},11]
[36018.032500000001,36018.048750000002,36,null,18,"LH",4,"18LH 4",325,487.5,153,{"$f":"MIN(I309,360/'Roof Bay Analysis'!$I$51*K309)","v":229.5},12,null,null,null,null,null,null,null,null,null,null,null,null,null,null,null,null,null,null,null,null,null,36018.022949999999,36,null,18,"LH",4,"18LH 4",325,487.5,153,{"$f":"MIN(AP309,360/'Roof Bay Analysis'!$I$51*AR309)","v":229.5},12]
[36018.037499999999,36018.056250000001,36,null,18,"LH",5,"18LH 5",375,562.5,179,{"$f":"MIN(I310,360/'Roof Bay Analysis'!$I$51*K310)","v":268.5},15,null,null,null,null,null,null,null,null,null,null,null,null,null,null,null,null,null,null,null,null,null,36018.026850000002,36,null,18,"LH",5,"18LH 5",375,562.5,179,{"$f":"MIN(AP310,360/'Roof Bay Analysis'!$I$51*AR310)","v":268.5},15]
[36018.041799999999,36018.062700000002,36,null,18,"LH",6,"18LH 6",418,627,195,{"$f":"MIN(I311,360/'Roof Bay Analysis'!$I$51*K311)","v":292.5},15,null,null,null,null,null,null,null,null,null,null,null,null,null,null,null,null,null,null,null,null,null,36018.02925,36,null,18,"LH",6,"18LH 6",418,627,195,{"$f":"MIN(AP311,360/'Roof Bay Analysis'!$I$51*AR311)","v":292.5},15]
[36018.046900000001,36018.070350000002,36,null,18,"LH",7,"18LH 7",469,703.5,222,{"$f":"MIN(I312,360/'Roof Bay Analysis'!$I$51*K312)","v":333},17,null,null,null,null,null,null,null,null,null,null,null,null,null,null,null,null,null,null,null,null,null,36018.033300000003,36,null,18,"LH",7,"18LH 7",469,703.5,222,{"$f":"MIN(AP312,360/'Roof Bay Analysis'!$I$51*AR312)","v":333},17]
[36018.053999999996,36018.080999999998,36,null,18,"LH",8,"18LH 8",540,810,246,{"$f":"MIN(I313,360/'Roof Bay Analysis'!$I$51*K313)","v":369},19,null,null,null,null,null,null,null,null,null,null,null,null,null,null,null,null,null,null,null,null,null,36018.036899999999,36,null,18,"LH",8,"18LH 8",540,810,246,{"$f":"MIN(AP313,360/'Roof Bay Analysis'!$I$51*AR313)","v":369},19]
[36018.059800000003,36018.089699999997,36,null,18,"LH",9,"18LH 9",598,897,266,{"$f":"MIN(I314,360/'Roof Bay Analysis'!$I$51*K314)","v":399},21,null,null,null,null,null,null,null,null,null,null,null,null,null,null,null,null,null,null,null,null,null,36018.039900000003,36,null,18,"LH",9,"18LH 9",598,897,266,{"$f":"MIN(AP314,360/'Roof Bay Analysis'!$I$51*AR314)","v":399},21]
[36020.031600000002,36020.047400000003,36,null,20,"LH",3,"20LH 3",316,474,169,{"$f":"MIN(I315,360/'Roof Bay Analysis'!$I$51*K315)","v":253.5},11,null,null,null,null,null,null,null,null,null,null,null,null,null,null,null,null,null,null,null,null,null,36020.025350000004,36,null,20,"LH",3,"20LH 3",316,474,169,{"$f":"MIN(AP315,360/'Roof Bay Analysis'!$I$51*AR315)","v":253.5},11]
[36020.035300000003,36020.052949999998,36,null,20,"LH",4,"20LH 4",353,529.5,189,{"$f":"MIN(I316,360/'Roof Bay Analysis'!$I$51*K316)","v":283.5},12,null,null,null,null,null,null,null,null,null,null,null,null,null,null,null,null,null,null,null,null,null,36020.028350000001,36,null,20,"LH",4,"20LH 4",353,529.5,189,{"$f":"MIN(AP316,360/'Roof Bay Analysis'!$I$51*AR316)","v":283.5},12]
[36020.041100000002,36020.061650000003,36,null,20,"LH",5,"20LH 5",411,616.5,219,{"$f":"MIN(I317,360/'Roof Bay Analysis'!$I$51*K317)","v":328.5},14,null,null,null,null,null,null,null,null,null,null,null,null,null,null,null,null,null,null,null,null,null,36020.032850000003,36,null,20,"LH",5,"20LH 5",411,616.5,219,{"$f":"MIN(AP317,360/'Roof Bay Analysis'!$I$51*AR317)","v":328.5},14]
[36020.046900000001,36020.070350000002,36,null,20,"LH",6,"20LH 6",469,703.5,246,{"$f":"MIN(I318,360/'Roof Bay Analysis'!$I$51*K318)","v":369},15,null,null,null,null,null,null,null,null,null,null,null,null,null,null,null,null,null,null,null,null,null,36020.036899999999,36,null,20,"LH",6,"20LH 6",469,703.5,246,{"$f":"MIN(AP318,360/'Roof Bay Analysis'!$I$51*AR318)","v":369},15]
[36020.052600000003,36020.0789,36,null,20,"LH",7,"20LH 7",526,789,278,{"$f":"MIN(I319,360/'Roof Bay Analysis'!$I$51*K319)","v":417},17,null,null,null,null,null,null,null,null,null,null,null,null,null,null,null,null,null,null,null,null,null,36020.041700000002,36,null,20,"LH",7,"20LH 7",526,789,278,{"$f":"MIN(AP319,360/'Roof Bay Analysis'!$I$51*AR319)","v":417},17]
[36020.058799999999,36020.088199999998,36,null,20,"LH",8,"20LH 8",588,882,309,{"$f":"MIN(I320,360/'Roof Bay Analysis'!$I$51*K320)","v":463.5},19,null,null,null,null,null,null,null,null,null,null,null,null,null,null,null,null,null,null,null,null,null,36020.046349999997,36,null,20,"LH",8,"20LH 8",588,882,309,{"$f":"MIN(AP320,360/'Roof Bay Analysis'!$I$51*AR320)","v":463.5},19]
[36020.067300000002,36020.10095,36,null,20,"LH",9,"20LH 9",673,1009.5,336,{"$f":"MIN(I321,360/'Roof Bay Analysis'!$I$51*K321)","v":504},21,null,null,null,null,null,null,null,null,null,null,null,null,null,null,null,null,null,null,null,null,null,36020.0504,36,null,20,"LH",9,"20LH 9",673,1009.5,336,{"$f":"MIN(AP321,360/'Roof Bay Analysis'!$I$51*AR321)","v":504},21]
[36020.074800000002,36020.112200000003,36,null,20,"LH",10,"20LH10",748,1122,377,{"$f":"MIN(I322,360/'Roof Bay Analysis'!$I$51*K322)","v":565.5},23,null,null,null,null,null,null,null,null,null,null,null,null,null,null,null,null,null,null,null,null,null,36020.056550000001,36,null,20,"LH",10,"20LH10",748,1122,377,{"$f":"MIN(AP322,360/'Roof Bay Analysis'!$I$51*AR322)","v":565.5},23]
[36024.037900000003,36024.056850000001,36,null,24,"LH",4,"24LH 4",379,568.5,246,{"$f":"MIN(I323,360/'Roof Bay Analysis'!$I$51*K323)","v":369},12,null,null,null,null,null,null,null,null,null,null,null,null,null,null,null,null,null,null,null,null,null,36024.036899999999,36,null,24,"LH",4,"24LH 4",379,568.5,246,{"$f":"MIN(AP323,360/'Roof Bay Analysis'!$I$51*AR323)","v":369},12]
[{"$f":"C324*1000+E324+I324/10000","v":36024.044000000002},{"$f":"C324*1000+E324+J324/10000","v":36024.065999999999},36,null,24,"LH",5,"24LH 5",440,{"$f":"1.5*I324","v":660},285,{"$f":"MIN(I324,360/'Roof Bay Analysis'!$I$51*K324)","v":427.5},13,null,null,null,null,null,null,null,null,null,null,null,null,null,null,null,null,null,null,null,null,null,{"$f":"AJ324*1000+AL324+AS324/10000","v":36024.042750000001},36,null,24,"LH",5,"24LH 5",440,{"$f":"1.5*AP324","v":660},285,{"$f":"MIN(AP324,360/'Roof Bay Analysis'!$I$51*AR324)","v":427.5},13]
[36024.055500000002,36024.083250000003,36,null,{"$f":"VALUE(LEFT(H325,2))","v":24},{"$f":"MID(H325,3,LEN(H325)-4)","v":"LH"},{"$f":"VALUE(RIGHT(H325,2))","v":6},"24LH 6",555,832.5,356,{"$f":"MIN(I325,360/'Roof Bay Analysis'!$I$51*K325)","v":534},16,null,null,null,null,null,null,null,null,null,null,null,null,null,null,null,null,null,null,null,null,null,36024.053399999997,36,null,{"$f":"VALUE(LEFT(AO325,2))","v":24},{"$f":"MID(AO325,3,LEN(AO325)-4)","v":"LH"},{"$f":"VALUE(RIGHT(AO325,2))","v":6},"24LH 6",555,832.5,356,{"$f":"MIN(AP325,360/'Roof Bay Analysis'!$I$51*AR325)","v":534},16]
[36024.061300000001,36024.091950000002,36,null,24,"LH",7,"24LH 7",613,919.5,393,{"$f":"MIN(I326,360/'Roof Bay Analysis'!$I$51*K326)","v":589.5},17,null,null,null,null,null,null,null,null,null,null,null,null,null,null,null,null,null,null,null,null,null,36024.058949999999,36,null,24,"LH",7,"24LH 7",613,919.5,393,{"$f":"MIN(AP326,360/'Roof Bay Analysis'!$I$51*AR326)","v":589.5},17]
[36024.064899999998,36024.097349999996,36,null,24,"LH",8,"24LH 8",649,973.5,416,{"$f":"MIN(I327,360/'Roof Bay Analysis'!$I$51*K327)","v":624},18,null,null,null,null,null,null,null,null,null,null,null,null,null,null,null,null,null,null,null,null,null,36024.062400000003,36,null,24,"LH",8,"24LH 8",649,973.5,416,{"$f":"MIN(AP327,360/'Roof Bay Analysis'!$I$51*AR327)","v":624},18]
[36024.078500000003,36024.117749999998,36,null,24,"LH",9,"24LH 9",785,1177.5,501,{"$f":"MIN(I328,360/'Roof Bay Analysis'!$I$51*K328)","v":751.5},21,null,null,null,null,null,null,null,null,null,null,null,null,null,null,null,null,null,null,null,null,null,36024.075149999997,36,null,24,"LH",9,"24LH 9",785,1177.5,501,{"$f":"MIN(AP328,360/'Roof Bay Analysis'!$I$51*AR328)","v":751.5},21]
[36024.083200000001,36024.124799999998,36,null,24,"LH",10,"24LH10",832,1248,528,{"$f":"MIN(I329,360/'Roof Bay Analysis'!$I$51*K329)","v":792},23,null,null,null,null,null,null,null,null,null,null,null,null,null,null,null,null,null,null,null,null,null,36024.0792,36,null,24,"LH",10,"24LH10",832,1248,528,{"$f":"MIN(AP329,360/'Roof Bay Analysis'!$I$51*AR329)","v":792},23]
[36024.087500000001,36024.131249999999,36,null,24,"LH",11,"24LH11",875,1312.5,555,{"$f":"MIN(I330,360/'Roof Bay Analysis'!$I$51*K330)","v":832.5},25,null,null,null,null,null,null,null,null,null,null,null,null,null,null,null,null,null,null,null,null,null,36024.083250000003,36,null,24,"LH",11,"24LH11",875,1312.5,555,{"$f":"MIN(AP330,360/'Roof Bay Analysis'!$I$51*AR330)","v":832.5},25]
[36028.03925233645,36028.058878504671,36,null,28,"LH",5,"28LH 5",392.52336448598129,588.78504672897191,298.87981483098963,{"$f":"MIN(I331,360/'Roof Bay Analysis'!$I$51*K331)","v":392.52336448598129},13,null,null,null,null,null,null,null,null,null,null,null,null,null,null,null,null,null,null,null,null,null,36028.03925233645,36,null,28,"LH",5,"28LH 5",392.52336448598129,588.78504672897191,298.87981483098963,{"$f":"MIN(AP331,360/'Roof Bay Analysis'!$I$51*AR331)","v":392.52336448598129},13]
[36028.052149532712,36028.078224299068,36,null,28,"LH",6,"28LH 6",521.49532710280369,782.24299065420553,394.41217573587215,{"$f":"MIN(I332,360/'Roof Bay Analysis'!$I$51*K332)","v":521.49532710280369},16,null,null,null,null,null,null,null,null,null,null,null,null,null,null,null,null,null,null,null,null,null,36028.052149532712,36,null,28,"LH",6,"28LH 6",521.49532710280369,782.24299065420553,394.41217573587215,{"$f":"MIN(AP332,360/'Roof Bay Analysis'!$I$51*AR332)","v":521.49532710280369},16]
[36028.058878504671,36028.088317757007,36,null,28,"LH",7,"28LH 7",588.78504672897191,883.17757009345792,444.90785221416718,{"$f":"MIN(I333,360/'Roof Bay Analysis'!$I$51*K333)","v":588.78504672897191},17,null,null,null,null,null,null,null,null,null,null,null,null,null,null,null,null,null,null,null,null,null,36028.058878504671,36,null,28,"LH",7,"28LH 7",588.78504672897191,883.17757009345792,444.90785221416718,{"$f":"MIN(AP333,360/'Roof Bay Analysis'!$I$51*AR333)","v":588.78504672897191},17]
[36028.063084112153,36028.094626168226,36,null,28,"LH",8,"28LH 8",630.84112149532712,946.26168224299067,474.93230849855883,{"$f":"MIN(I334,360/'Roof Bay Analysis'!$I$51*K334)","v":630.84112149532712},18,null,null,null,null,null,null,null,null,null,null,null,null,null,null,null,null,null,null,null,null,null,36028.063084112153,36,null,28,"LH",8,"28LH 8",630.84112149532712,946.26168224299067,474.93230849855883,{"$f":"MIN(AP334,360/'Roof Bay Analysis'!$I$51*AR334)","v":630.84112149532712},18]
[36028.077663551405,36028.1164953271,36,null,28,"LH",9,"28LH 9",776.63551401869154,1164.9532710280373,584.1121495327103,{"$f":"MIN(I335,360/'Roof Bay Analysis'!$I$51*K335)","v":776.63551401869154},21,null,null,null,null,null,null,null,null,null,null,null,null,null,null,null,null,null,null,null,null,null,36028.077663551405,36,null,28,"LH",9,"28LH 9",776.63551401869154,1164.9532710280373,584.1121495327103,{"$f":"MIN(AP335,360/'Roof Bay Analysis'!$I$51*AR335)","v":776.63551401869154},21]
[36028.084953271027,36028.127429906541,36,null,28,"LH",10,"28LH10",849.53271028037386,1274.2990654205607,635.97257402393222,{"$f":"MIN(I336,360/'Roof Bay Analysis'!$I$51*K336)","v":849.53271028037386},23,null,null,null,null,null,null,null,null,null,null,null,null,null,null,null,null,null,null,null,null,null,36028.084953271027,36,null,28,"LH",10,"28LH10",849.53271028037386,1274.2990654205607,635.97257402393222,{"$f":"MIN(AP336,360/'Roof Bay Analysis'!$I$51*AR336)","v":849.53271028037386},23]
[36028.09112149533,36028.136682242992,36,null,28,"LH",11,"28LH11",911.21495327102809,1366.8224299065421,679.64451043759277,{"$f":"MIN(I337,360/'Roof Bay Analysis'!$I$51*K337)","v":911.21495327102809},25,null,null,null,null,null,null,null,null,null,null,null,null,null,null,null,null,null,null,null,null,null,36028.09112149533,36,null,28,"LH",11,"28LH11",911.21495327102809,1366.8224299065421,679.64451043759277,{"$f":"MIN(AP337,360/'Roof Bay Analysis'!$I$51*AR337)","v":911.21495327102809},25]
[36028.100093457942,36028.150140186917,36,null,28,"LH",12,"28LH12",1000.9345794392524,1501.4018691588785,743.78766704515681,{"$f":"MIN(I338,360/'Roof Bay Analysis'!$I$51*K338)","v":1000.9345794392524},27,null,null,null,null,null,null,null,null,null,null,null,null,null,null,null,null,null,null,null,null,null,36028.100093457942,36,null,28,"LH",12,"28LH12",1000.9345794392524,1501.4018691588785,743.78766704515681,{"$f":"MIN(AP338,360/'Roof Bay Analysis'!$I$51*AR338)","v":1000.9345794392524},27]
[36028.104299065424,36028.156448598129,36,null,28,"LH",13,"28LH13",1042.9906542056074,1564.4859813084111,776.54161935540219,{"$f":"MIN(I339,360/'Roof Bay Analysis'!$I$51*K339)","v":1042.9906542056074},30,null,null,null,null,null,null,null,null,null,null,null,null,null,null,null,null,null,null,null,null,null,36028.104299065424,36,null,28,"LH",13,"28LH13",1042.9906542056074,1564.4859813084111,776.54161935540219,{"$f":"MIN(AP339,360/'Roof Bay Analysis'!$I$51*AR339)","v":1042.9906542056074},30]
[37018.026700000002,37018.040050000003,37,null,18,"LH",3,"18LH 3",267,400.5,124,{"$f":"MIN(I340,360/'Roof Bay Analysis'!$I$51*K340)","v":186},11,null,null,null,null,null,null,null,null,null,null,null,null,null,null,null,null,null,null,null,null,null,37018.018600000003,37,null,18,"LH",3,"18LH 3",267,400.5,124,{"$f":"MIN(AP340,360/'Roof Bay Analysis'!$I$51*AR340)","v":186},11]
[37018.0308,37018.046199999997,37,null,18,"LH",4,"18LH 4",308,462,141,{"$f":"MIN(I341,360/'Roof Bay Analysis'!$I$51*K341)","v":211.5},12,null,null,null,null,null,null,null,null,null,null,null,null,null,null,null,null,null,null,null,null,null,37018.02115,37,null,18,"LH",4,"18LH 4",308,462,141,{"$f":"MIN(AP341,360/'Roof Bay Analysis'!$I$51*AR341)","v":211.5},12]
[37018.035499999998,37018.053249999997,37,null,18,"LH",5,"18LH 5",355,532.5,164,{"$f":"MIN(I342,360/'Roof Bay Analysis'!$I$51*K342)","v":246},15,null,null,null,null,null,null,null,null,null,null,null,null,null,null,null,null,null,null,null,null,null,37018.024599999997,37,null,18,"LH",5,"18LH 5",355,532.5,164,{"$f":"MIN(AP342,360/'Roof Bay Analysis'!$I$51*AR342)","v":246},15]
[37018.039599999996,37018.059399999998,37,null,18,"LH",6,"18LH 6",396,594,180,{"$f":"MIN(I343,360/'Roof Bay Analysis'!$I$51*K343)","v":270},15,null,null,null,null,null,null,null,null,null,null,null,null,null,null,null,null,null,null,null,null,null,37018.027000000002,37,null,18,"LH",6,"18LH 6",396,594,180,{"$f":"MIN(AP343,360/'Roof Bay Analysis'!$I$51*AR343)","v":270},15]
[37018.044399999999,37018.066599999998,37,null,18,"LH",7,"18LH 7",444,666,204,{"$f":"MIN(I344,360/'Roof Bay Analysis'!$I$51*K344)","v":306},17,null,null,null,null,null,null,null,null,null,null,null,null,null,null,null,null,null,null,null,null,null,37018.030599999998,37,null,18,"LH",7,"18LH 7",444,666,204,{"$f":"MIN(AP344,360/'Roof Bay Analysis'!$I$51*AR344)","v":306},17]
[37018.051200000002,37018.076800000003,37,null,18,"LH",8,"18LH 8",512,768,226,{"$f":"MIN(I345,360/'Roof Bay Analysis'!$I$51*K345)","v":339},19,null,null,null,null,null,null,null,null,null,null,null,null,null,null,null,null,null,null,null,null,null,37018.033900000002,37,null,18,"LH",8,"18LH 8",512,768,226,{"$f":"MIN(AP345,360/'Roof Bay Analysis'!$I$51*AR345)","v":339},19]
[37018.056600000004,37018.084900000002,37,null,18,"LH",9,"18LH 9",566,849,245,{"$f":"MIN(I346,360/'Roof Bay Analysis'!$I$51*K346)","v":367.5},21,null,null,null,null,null,null,null,null,null,null,null,null,null,null,null,null,null,null,null,null,null,37018.036749999999,37,null,18,"LH",9,"18LH 9",566,849,245,{"$f":"MIN(AP346,360/'Roof Bay Analysis'!$I$51*AR346)","v":367.5},21]
[37020.029900000001,37020.044849999998,37,null,20,"LH",3,"20LH 3",299,448.5,156,{"$f":"MIN(I347,360/'Roof Bay Analysis'!$I$51*K347)","v":234},11,null,null,null,null,null,null,null,null,null,null,null,null,null,null,null,null,null,null,null,null,null,37020.023399999998,37,null,20,"LH",3,"20LH 3",299,448.5,156,{"$f":"MIN(AP347,360/'Roof Bay Analysis'!$I$51*AR347)","v":234},11]
[37020.033499999998,37020.05025,37,null,20,"LH",4,"20LH 4",335,502.5,174,{"$f":"MIN(I348,360/'Roof Bay Analysis'!$I$51*K348)","v":261},12,null,null,null,null,null,null,null,null,null,null,null,null,null,null,null,null,null,null,null,null,null,37020.026100000003,37,null,20,"LH",4,"20LH 4",335,502.5,174,{"$f":"MIN(AP348,360/'Roof Bay Analysis'!$I$51*AR348)","v":261},12]
[37020.038999999997,37020.058499999999,37,null,20,"LH",5,"20LH 5",390,585,202,{"$f":"MIN(I349,360/'Roof Bay Analysis'!$I$51*K349)","v":303},14,null,null,null,null,null,null,null,null,null,null,null,null,null,null,null,null,null,null,null,null,null,37020.030299999999,37,null,20,"LH",5,"20LH 5",390,585,202,{"$f":"MIN(AP349,360/'Roof Bay Analysis'!$I$51*AR349)","v":303},14]
[37020.044399999999,37020.066599999998,37,null,20,"LH",6,"20LH 6",444,666,226,{"$f":"MIN(I350,360/'Roof Bay Analysis'!$I$51*K350)","v":339},15,null,null,null,null,null,null,null,null,null,null,null,null,null,null,null,null,null,null,null,null,null,37020.033900000002,37,null,20,"LH",6,"20LH 6",444,666,226,{"$f":"MIN(AP350,360/'Roof Bay Analysis'!$I$51*AR350)","v":339},15]
[37020.049700000003,37020.074549999998,37,null,20,"LH",7,"20LH 7",497,745.5,256,{"$f":"MIN(I351,360/'Roof Bay Analysis'!$I$51*K351)","v":384},17,null,null,null,null,null,null,null,null,null,null,null,null,null,null,null,null,null,null,null,null,null,37020.038399999998,37,null,20,"LH",7,"20LH 7",497,745.5,256,{"$f":"MIN(AP351,360/'Roof Bay Analysis'!$I$51*AR351)","v":384},17]
[37020.055800000002,37020.083700000003,37,null,20,"LH",8,"20LH 8",558,837,285,{"$f":"MIN(I352,360/'Roof Bay Analysis'!$I$51*K352)","v":427.5},19,null,null,null,null,null,null,null,null,null,null,null,null,null,null,null,null,null,null,null,null,null,37020.042750000001,37,null,20,"LH",8,"20LH 8",558,837,285,{"$f":"MIN(AP352,360/'Roof Bay Analysis'!$I$51*AR352)","v":427.5},19]
[37020.063600000001,37020.095399999998,37,null,20,"LH",9,"20LH 9",636,954,309,{"$f":"MIN(I353,360/'Roof Bay Analysis'!$I$51*K353)","v":463.5},21,null,null,null,null,null,null,null,null,null,null,null,null,null,null,null,null,null,null,null,null,null,37020.046349999997,37,null,20,"LH",9,"20LH 9",636,954,309,{"$f":"MIN(AP353,360/'Roof Bay Analysis'!$I$51*AR353)","v":463.5},21]
[37020.070699999997,37020.106050000002,37,null,20,"LH",10,"20LH10",707,1060.5,346,{"$f":"MIN(I354,360/'Roof Bay Analysis'!$I$51*K354)","v":519},23,null,null,null,null,null,null,null,null,null,null,null,null,null,null,null,null,null,null,null,null,null,37020.051899999999,37,null,20,"LH",10,"20LH10",707,1060.5,346,{"$f":"MIN(AP354,360/'Roof Bay Analysis'!$I$51*AR354)","v":519},23]
[37024.036,37024.053999999996,37,null,24,"LH",4,"24LH 4",360,540,227,{"$f":"MIN(I355,360/'Roof Bay Analysis'!$I$51*K355)","v":340.5},12,null,null,null,null,null,null,null,null,null,null,null,null,null,null,null,null,null,null,null,null,null,37024.034050000002,37,null,24,"LH",4,"24LH 4",360,540,227,{"$f":"MIN(AP355,360/'Roof Bay Analysis'!$I$51*AR355)","v":340.5},12]
[37024.041899999997,37024.062850000002,37,null,24,"LH",5,"24LH 5",419,628.5,264,{"$f":"MIN(I356,360/'Roof Bay Analysis'!$I$51*K356)","v":396},13,null,null,null,null,null,null,null,null,null,null,null,null,null,null,null,null,null,null,null,null,null,37024.039599999996,37,null,24,"LH",5,"24LH 5",419,628.5,264,{"$f":"MIN(AP356,360/'Roof Bay Analysis'!$I$51*AR356)","v":396},13]
[37024.053,37024.0795,37,null,24,"LH",6,"24LH 6",530,795,331,{"$f":"MIN(I357,360/'Roof Bay Analysis'!$I$51*K357)","v":496.5},16,null,null,null,null,null,null,null,null,null,null,null,null,null,null,null,null,null,null,null,null,null,37024.049650000001,37,null,24,"LH",6,"24LH 6",530,795,331,{"$f":"MIN(AP357,360/'Roof Bay Analysis'!$I$51*AR357)","v":496.5},16]
[37024.058799999999,37024.088199999998,37,null,24,"LH",7,"24LH 7",588,882,367,{"$f":"MIN(I358,360/'Roof Bay Analysis'!$I$51*K358)","v":550.5},17,null,null,null,null,null,null,null,null,null,null,null,null,null,null,null,null,null,null,null,null,null,37024.055050000003,37,null,24,"LH",7,"24LH 7",588,882,367,{"$f":"MIN(AP358,360/'Roof Bay Analysis'!$I$51*AR358)","v":550.5},17]
[37024.0622,37024.0933,37,null,24,"LH",8,"24LH 8",622,933,388,{"$f":"MIN(I359,360/'Roof Bay Analysis'!$I$51*K359)","v":582},18,null,null,null,null,null,null,null,null,null,null,null,null,null,null,null,null,null,null,null,null,null,37024.058199999999,37,null,24,"LH",8,"24LH 8",622,933,388,{"$f":"MIN(AP359,360/'Roof Bay Analysis'!$I$51*AR359)","v":582},18]
[37024.076399999998,37024.114600000001,37,null,24,"LH",9,"24LH 9",764,1146,460,{"$f":"MIN(I360,360/'Roof Bay Analysis'!$I$51*K360)","v":690},21,null,null,null,null,null,null,null,null,null,null,null,null,null,null,null,null,null,null,null,null,null,37024.069000000003,37,null,24,"LH",9,"24LH 9",764,1146,460,{"$f":"MIN(AP360,360/'Roof Bay Analysis'!$I$51*AR360)","v":690},21]
[37024.080900000001,37024.121350000001,37,null,24,"LH",10,"24LH10",809,1213.5,500,{"$f":"MIN(I361,360/'Roof Bay Analysis'!$I$51*K361)","v":750},23,null,null,null,null,null,null,null,null,null,null,null,null,null,null,null,null,null,null,null,null,null,37024.074999999997,37,null,24,"LH",10,"24LH10",809,1213.5,500,{"$f":"MIN(AP361,360/'Roof Bay Analysis'!$I$51*AR361)","v":750},23]
[37024.085099999997,37024.127650000002,37,null,24,"LH",11,"24LH11",851,1276.5,525,{"$f":"MIN(I362,360/'Roof Bay Analysis'!$I$51*K362)","v":787.5},25,null,null,null,null,null,null,null,null,null,null,null,null,null,null,null,null,null,null,null,null,null,37024.078750000001,37,null,24,"LH",11,"24LH11",851,1276.5,525,{"$f":"MIN(AP362,360/'Roof Bay Analysis'!$I$51*AR362)","v":787.5},25]
[37028.038181818185,37028.057272727274,37,null,28,"LH",5,"28LH 5",381.81818181818181,572.72727272727275,282.79958677685948,{"$f":"MIN(I363,360/'Roof Bay Analysis'!$I$51*K363)","v":381.81818181818181},13,null,null,null,null,null,null,null,null,null,null,null,null,null,null,null,null,null,null,null,null,null,37028.038181818185,37,null,28,"LH",5,"28LH 5",381.81818181818181,572.72727272727275,282.79958677685948,{"$f":"MIN(AP363,360/'Roof Bay Analysis'!$I$51*AR363)","v":381.81818181818181},13]
[37028.050727272726,37028.07609090909,37,null,28,"LH",6,"28LH 6",507.27272727272725,760.90909090909088,373.19214876033055,{"$f":"MIN(I364,360/'Roof Bay Analysis'!$I$51*K364)","v":507.27272727272725},16,null,null,null,null,null,null,null,null,null,null,null,null,null,null,null,null,null,null,null,null,null,37028.050727272726,37,null,28,"LH",6,"28LH 6",507.27272727272725,760.90909090909088,373.19214876033055,{"$f":"MIN(AP364,360/'Roof Bay Analysis'!$I$51*AR364)","v":507.27272727272725},16]
[37028.057272727274,37028.085909090907,37,null,28,"LH",7,"28LH 7",572.72727272727275,859.09090909090912,420.97107438016531,{"$f":"MIN(I365,360/'Roof Bay Analysis'!$I$51*K365)","v":572.72727272727275},17,null,null,null,null,null,null,null,null,null,null,null,null,null,null,null,null,null,null,null,null,null,37028.057272727274,37,null,28,"LH",7,"28LH 7",572.72727272727275,859.09090909090912,420.97107438016531,{"$f":"MIN(AP365,360/'Roof Bay Analysis'!$I$51*AR365)","v":572.72727272727275},17]
[37028.061363636363,37028.092045454548,37,null,28,"LH",8,"28LH 8",613.63636363636363,920.4545454545455,449.38016528925618,{"$f":"MIN(I366,360/'Roof Bay Analysis'!$I$51*K366)","v":613.63636363636363},18,null,null,null,null,null,null,null,null,null,null,null,null,null,null,null,null,null,null,null,null,null,37028.061363636363,37,null,28,"LH",8,"28LH 8",613.63636363636363,920.4545454545455,449.38016528925618,{"$f":"MIN(AP366,360/'Roof Bay Analysis'!$I$51*AR366)","v":613.63636363636363},18]
[37028.075545454543,37028.113318181815,37,null,28,"LH",9,"28LH 9",755.4545454545455,1133.1818181818182,552.68595041322317,{"$f":"MIN(I367,360/'Roof Bay Analysis'!$I$51*K367)","v":755.4545454545455},21,null,null,null,null,null,null,null,null,null,null,null,null,null,null,null,null,null,null,null,null,null,37028.075545454543,37,null,28,"LH",9,"28LH 9",755.4545454545455,1133.1818181818182,552.68595041322317,{"$f":"MIN(AP367,360/'Roof Bay Analysis'!$I$51*AR367)","v":755.4545454545455},21]
[37028.082636363637,37028.123954545452,37,null,28,"LH",10,"28LH10",826.36363636363637,1239.5454545454545,601.75619834710744,{"$f":"MIN(I368,360/'Roof Bay Analysis'!$I$51*K368)","v":826.36363636363637},23,null,null,null,null,null,null,null,null,null,null,null,null,null,null,null,null,null,null,null,null,null,37028.082636363637,37,null,28,"LH",10,"28LH10",826.36363636363637,1239.5454545454545,601.75619834710744,{"$f":"MIN(AP368,360/'Roof Bay Analysis'!$I$51*AR368)","v":826.36363636363637},23]
[37028.088636363638,37028.132954545457,37,null,28,"LH",11,"28LH11",886.36363636363637,1329.5454545454545,643.07851239669424,{"$f":"MIN(I369,360/'Roof Bay Analysis'!$I$51*K369)","v":886.36363636363637},25,null,null,null,null,null,null,null,null,null,null,null,null,null,null,null,null,null,null,null,null,null,37028.088636363638,37,null,28,"LH",11,"28LH11",886.36363636363637,1329.5454545454545,643.07851239669424,{"$f":"MIN(AP369,360/'Roof Bay Analysis'!$I$51*AR369)","v":886.36363636363637},25]
[37028.097363636363,37028.146045454545,37,null,28,"LH",12,"28LH12",973.63636363636363,1460.4545454545455,703.77066115702485,{"$f":"MIN(I370,360/'Roof Bay Analysis'!$I$51*K370)","v":973.63636363636363},27,null,null,null,null,null,null,null,null,null,null,null,null,null,null,null,null,null,null,null,null,null,37028.097363636363,37,null,28,"LH",12,"28LH12",973.63636363636363,1460.4545454545455,703.77066115702485,{"$f":"MIN(AP370,360/'Roof Bay Analysis'!$I$51*AR370)","v":973.63636363636363},27]
[37028.101454545453,37028.152181818179,37,null,28,"LH",13,"28LH13",1014.5454545454545,1521.8181818181818,734.76239669421489,{"$f":"MIN(I371,360/'Roof Bay Analysis'!$I$51*K371)","v":1014.5454545454545},30,null,null,null,null,null,null,null,null,null,null,null,null,null,null,null,null,null,null,null,null,null,37028.101454545453,37,null,28,"LH",13,"28LH13",1014.5454545454545,1521.8181818181818,734.76239669421489,{"$f":"MIN(AP371,360/'Roof Bay Analysis'!$I$51*AR371)","v":1014.5454545454545},30]
[38020.031799999997,38020.047700000003,38,null,20,"LH",4,"20LH 4",318,477,161,{"$f":"MIN(I372,360/'Roof Bay Analysis'!$I$51*K372)","v":241.5},12,null,null,null,null,null,null,null,null,null,null,null,null,null,null,null,null,null,null,null,null,null,38020.024149999997,38,null,20,"LH",4,"20LH 4",318,477,161,{"$f":"MIN(AP372,360/'Roof Bay Analysis'!$I$51*AR372)","v":241.5},12]
[38020.037100000001,38020.055650000002,38,null,20,"LH",5,"20LH 5",371,556.5,187,{"$f":"MIN(I373,360/'Roof Bay Analysis'!$I$51*K373)","v":280.5},14,null,null,null,null,null,null,null,null,null,null,null,null,null,null,null,null,null,null,null,null,null,38020.028050000001,38,null,20,"LH",5,"20LH 5",371,556.5,187,{"$f":"MIN(AP373,360/'Roof Bay Analysis'!$I$51*AR373)","v":280.5},14]
[38020.042099999999,38020.063150000002,38,null,20,"LH",6,"20LH 6",421,631.5,209,{"$f":"MIN(I374,360/'Roof Bay Analysis'!$I$51*K374)","v":313.5},15,null,null,null,null,null,null,null,null,null,null,null,null,null,null,null,null,null,null,null,null,null,38020.031349999997,38,null,20,"LH",6,"20LH 6",421,631.5,209,{"$f":"MIN(AP374,360/'Roof Bay Analysis'!$I$51*AR374)","v":313.5},15]
[38020.047100000003,38020.070650000001,38,null,20,"LH",7,"20LH 7",471,706.5,236,{"$f":"MIN(I375,360/'Roof Bay Analysis'!$I$51*K375)","v":354},17,null,null,null,null,null,null,null,null,null,null,null,null,null,null,null,null,null,null,null,null,null,38020.035400000001,38,null,20,"LH",7,"20LH 7",471,706.5,236,{"$f":"MIN(AP375,360/'Roof Bay Analysis'!$I$51*AR375)","v":354},17]
[38020.053,38020.0795,38,null,20,"LH",8,"20LH 8",530,795,262,{"$f":"MIN(I376,360/'Roof Bay Analysis'!$I$51*K376)","v":393},19,null,null,null,null,null,null,null,null,null,null,null,null,null,null,null,null,null,null,null,null,null,38020.039299999997,38,null,20,"LH",8,"20LH 8",530,795,262,{"$f":"MIN(AP376,360/'Roof Bay Analysis'!$I$51*AR376)","v":393},19]
[38020.060299999997,38020.090450000003,38,null,20,"LH",9,"20LH 9",603,904.5,285,{"$f":"MIN(I377,360/'Roof Bay Analysis'!$I$51*K377)","v":427.5},21,null,null,null,null,null,null,null,null,null,null,null,null,null,null,null,null,null,null,null,null,null,38020.042750000001,38,null,20,"LH",9,"20LH 9",603,904.5,285,{"$f":"MIN(AP377,360/'Roof Bay Analysis'!$I$51*AR377)","v":427.5},21]
[38020.067000000003,38020.1005,38,null,20,"LH",10,"20LH10",670,1005,320,{"$f":"MIN(I378,360/'Roof Bay Analysis'!$I$51*K378)","v":480},23,null,null,null,null,null,null,null,null,null,null,null,null,null,null,null,null,null,null,null,null,null,38020.048000000003,38,null,20,"LH",10,"20LH10",670,1005,320,{"$f":"MIN(AP378,360/'Roof Bay Analysis'!$I$51*AR378)","v":480},23]
[38024.034299999999,38024.051449999999,38,null,24,"LH",4,"24LH 4",343,514.5,210,{"$f":"MIN(I379,360/'Roof Bay Analysis'!$I$51*K379)","v":315},12,null,null,null,null,null,null,null,null,null,null,null,null,null,null,null,null,null,null,null,null,null,38024.031499999997,38,null,24,"LH",4,"24LH 4",343,514.5,210,{"$f":"MIN(AP379,360/'Roof Bay Analysis'!$I$51*AR379)","v":315},12]
[38024.039900000003,38024.059849999998,38,null,24,"LH",5,"24LH 5",399,598.5,244,{"$f":"MIN(I380,360/'Roof Bay Analysis'!$I$51*K380)","v":366},13,null,null,null,null,null,null,null,null,null,null,null,null,null,null,null,null,null,null,null,null,null,38024.036599999999,38,null,24,"LH",5,"24LH 5",399,598.5,244,{"$f":"MIN(AP380,360/'Roof Bay Analysis'!$I$51*AR380)","v":366},13]
[38024.0504,38024.075599999996,38,null,24,"LH",6,"24LH 6",504,756,306,{"$f":"MIN(I381,360/'Roof Bay Analysis'!$I$51*K381)","v":459},16,null,null,null,null,null,null,null,null,null,null,null,null,null,null,null,null,null,null,null,null,null,38024.045899999997,38,null,24,"LH",6,"24LH 6",504,756,306,{"$f":"MIN(AP381,360/'Roof Bay Analysis'!$I$51*AR381)","v":459},16]
[38024.056499999999,38024.084750000002,38,null,24,"LH",7,"24LH 7",565,847.5,343,{"$f":"MIN(I382,360/'Roof Bay Analysis'!$I$51*K382)","v":514.5},17,null,null,null,null,null,null,null,null,null,null,null,null,null,null,null,null,null,null,null,null,null,38024.051449999999,38,null,24,"LH",7,"24LH 7",565,847.5,343,{"$f":"MIN(AP382,360/'Roof Bay Analysis'!$I$51*AR382)","v":514.5},17]
[38024.059699999998,38024.089549999997,38,null,24,"LH",8,"24LH 8",597,895.5,362,{"$f":"MIN(I383,360/'Roof Bay Analysis'!$I$51*K383)","v":543},18,null,null,null,null,null,null,null,null,null,null,null,null,null,null,null,null,null,null,null,null,null,38024.054300000003,38,null,24,"LH",8,"24LH 8",597,895.5,362,{"$f":"MIN(AP383,360/'Roof Bay Analysis'!$I$51*AR383)","v":543},18]
[38024.073100000001,38024.109649999999,38,null,24,"LH",9,"24LH 9",731,1096.5,424,{"$f":"MIN(I384,360/'Roof Bay Analysis'!$I$51*K384)","v":636},21,null,null,null,null,null,null,null,null,null,null,null,null,null,null,null,null,null,null,null,null,null,38024.063600000001,38,null,24,"LH",9,"24LH 9",731,1096.5,424,{"$f":"MIN(AP384,360/'Roof Bay Analysis'!$I$51*AR384)","v":636},21]
[38024.078800000003,38024.118199999997,38,null,24,"LH",10,"24LH10",788,1182,474,{"$f":"MIN(I385,360/'Roof Bay Analysis'!$I$51*K385)","v":711},23,null,null,null,null,null,null,null,null,null,null,null,null,null,null,null,null,null,null,null,null,null,38024.071100000001,38,null,24,"LH",10,"24LH10",788,1182,474,{"$f":"MIN(AP385,360/'Roof Bay Analysis'!$I$51*AR385)","v":711},23]
[38024.082900000001,38024.124349999998,38,null,24,"LH",11,"24LH11",829,1243.5,498,{"$f":"MIN(I386,360/'Roof Bay Analysis'!$I$51*K386)","v":747},25,null,null,null,null,null,null,null,null,null,null,null,null,null,null,null,null,null,null,null,null,null,38024.074699999997,38,null,24,"LH",11,"24LH11",829,1243.5,498,{"$f":"MIN(AP386,360/'Roof Bay Analysis'!$I$51*AR386)","v":747},25]
[38028.037168141593,38028.055752212393,38,null,28,"LH",5,"28LH 5",371.68141592920352,557.52212389380531,267.98300571697081,{"$f":"MIN(I387,360/'Roof Bay Analysis'!$I$51*K387)","v":371.68141592920352},13,null,null,null,null,null,null,null,null,null,null,null,null,null,null,null,null,null,null,null,null,null,38028.037168141593,38,null,28,"LH",5,"28LH 5",371.68141592920352,557.52212389380531,267.98300571697081,{"$f":"MIN(AP387,360/'Roof Bay Analysis'!$I$51*AR387)","v":371.68141592920352},13]
[{"$f":"C388*1000+E388+I388/10000","v":38028.049380530974},{"$f":"C388*1000+E388+J388/10000","v":38028.074070796458},38,null,28,"LH",6,"28LH 6",493.80530973451329,{"$f":"1.5*I388","v":740.70796460176996},353.63967421097971,{"$f":"MIN(I388,360/'Roof Bay Analysis'!$I$51*K388)","v":493.80530973451329},16,null,null,null,null,null,null,null,null,null,null,null,null,null,null,null,null,null,null,null,null,null,{"$f":"AJ388*1000+AL388+AS388/10000","v":38028.049380530974},38,null,28,"LH",6,"28LH 6",493.80530973451329,{"$f":"1.5*AP388","v":740.70796460176996},353.63967421097971,{"$f":"MIN(AP388,360/'Roof Bay Analysis'!$I$51*AR388)","v":493.80530973451329},16]
[38028.055752212393,38028.083628318585,38,null,{"$f":"VALUE(LEFT(H389,2))","v":28},{"$f":"MID(H389,3,LEN(H389)-4)","v":"LH"},{"$f":"VALUE(RIGHT(H389,2))","v":7},"28LH 7",557.52212389380531,836.28318584070803,398.9153418435273,{"$f":"MIN(I389,360/'Roof Bay Analysis'!$I$51*K389)","v":557.52212389380531},17,null,null,null,null,null,null,null,null,null,null,null,null,null,null,null,null,null,null,null,null,null,38028.055752212393,38,null,{"$f":"VALUE(LEFT(AO389,2))","v":28},{"$f":"MID(AO389,3,LEN(AO389)-4)","v":"LH"},{"$f":"VALUE(RIGHT(AO389,2))","v":7},"28LH 7",557.52212389380531,836.28318584070803,398.9153418435273,{"$f":"MIN(AP389,360/'Roof Bay Analysis'!$I$51*AR389)","v":557.52212389380531},17]
[38028.059734513277,38028.089601769912,38,null,28,"LH",8,"28LH 8",597.3451327433628,896.01769911504425,425.83600908450154,{"$f":"MIN(I390,360/'Roof Bay Analysis'!$I$51*K390)","v":597.3451327433628},18,null,null,null,null,null,null,null,null,null,null,null,null,null,null,null,null,null,null,null,null,null,38028.059734513277,38,null,28,"LH",8,"28LH 8",597.3451327433628,896.01769911504425,425.83600908450154,{"$f":"MIN(AP390,360/'Roof Bay Analysis'!$I$51*AR390)","v":597.3451327433628},18]
[38028.07353982301,38028.110309734511,38,null,28,"LH",9,"28LH 9",735.39823008849555,1103.0973451327434,523.72934450622597,{"$f":"MIN(I391,360/'Roof Bay Analysis'!$I$51*K391)","v":735.39823008849555},21,null,null,null,null,null,null,null,null,null,null,null,null,null,null,null,null,null,null,null,null,null,38028.07353982301,38,null,28,"LH",9,"28LH 9",735.39823008849555,1103.0973451327434,523.72934450622597,{"$f":"MIN(AP391,360/'Roof Bay Analysis'!$I$51*AR391)","v":735.39823008849555},21]
[38028.080442477876,38028.120663716814,38,null,28,"LH",10,"28LH10",804.42477876106193,1206.6371681415928,570.22867883154515,{"$f":"MIN(I392,360/'Roof Bay Analysis'!$I$51*K392)","v":804.42477876106193},23,null,null,null,null,null,null,null,null,null,null,null,null,null,null,null,null,null,null,null,null,null,38028.080442477876,38,null,28,"LH",10,"28LH10",804.42477876106193,1206.6371681415928,570.22867883154515,{"$f":"MIN(AP392,360/'Roof Bay Analysis'!$I$51*AR392)","v":804.42477876106193},23]
[38028.086283185839,38028.129424778759,38,null,28,"LH",11,"28LH11",862.83185840707961,1294.2477876106195,609.38601300023493,{"$f":"MIN(I393,360/'Roof Bay Analysis'!$I$51*K393)","v":862.83185840707961},25,null,null,null,null,null,null,null,null,null,null,null,null,null,null,null,null,null,null,null,null,null,38028.086283185839,38,null,28,"LH",11,"28LH11",862.83185840707961,1294.2477876106195,609.38601300023493,{"$f":"MIN(AP393,360/'Roof Bay Analysis'!$I$51*AR393)","v":862.83185840707961},25]
[38028.094778761064,38028.142168141596,38,null,28,"LH",12,"28LH12",947.78761061946898,1421.6814159292035,666.89834756049811,{"$f":"MIN(I394,360/'Roof Bay Analysis'!$I$51*K394)","v":947.78761061946898},27,null,null,null,null,null,null,null,null,null,null,null,null,null,null,null,null,null,null,null,null,null,38028.094778761064,38,null,28,"LH",12,"28LH12",947.78761061946898,1421.6814159292035,666.89834756049811,{"$f":"MIN(AP394,360/'Roof Bay Analysis'!$I$51*AR394)","v":947.78761061946898},27]
[38028.098761061949,38028.148141592923,38,null,28,"LH",13,"28LH13",987.61061946902657,1481.4159292035399,696.26634818701541,{"$f":"MIN(I395,360/'Roof Bay Analysis'!$I$51*K395)","v":987.61061946902657},30,null,null,null,null,null,null,null,null,null,null,null,null,null,null,null,null,null,null,null,null,null,38028.098761061949,38,null,28,"LH",13,"28LH13",987.61061946902657,1481.4159292035399,696.26634818701541,{"$f":"MIN(AP395,360/'Roof Bay Analysis'!$I$51*AR395)","v":987.61061946902657},30]
[39020.030299999999,39020.045449999998,39,null,20,"LH",4,"20LH 4",303,454.5,149,{"$f":"MIN(I396,360/'Roof Bay Analysis'!$I$51*K396)","v":223.5},12,null,null,null,null,null,null,null,null,null,null,null,null,null,null,null,null,null,null,null,null,null,39020.022349999999,39,null,20,"LH",4,"20LH 4",303,454.5,149,{"$f":"MIN(AP396,360/'Roof Bay Analysis'!$I$51*AR396)","v":223.5},12]
[39020.035300000003,39020.052949999998,39,null,20,"LH",5,"20LH 5",353,529.5,173,{"$f":"MIN(I397,360/'Roof Bay Analysis'!$I$51*K397)","v":259.5},14,null,null,null,null,null,null,null,null,null,null,null,null,null,null,null,null,null,null,null,null,null,39020.025950000003,39,null,20,"LH",5,"20LH 5",353,529.5,173,{"$f":"MIN(AP397,360/'Roof Bay Analysis'!$I$51*AR397)","v":259.5},14]
[39020.039900000003,39020.059849999998,39,null,20,"LH",6,"20LH 6",399,598.5,192,{"$f":"MIN(I398,360/'Roof Bay Analysis'!$I$51*K398)","v":288},15,null,null,null,null,null,null,null,null,null,null,null,null,null,null,null,null,null,null,null,null,null,39020.0288,39,null,20,"LH",6,"20LH 6",399,598.5,192,{"$f":"MIN(AP398,360/'Roof Bay Analysis'!$I$51*AR398)","v":288},15]
[39020.044699999999,39020.067049999998,39,null,20,"LH",7,"20LH 7",447,670.5,218,{"$f":"MIN(I399,360/'Roof Bay Analysis'!$I$51*K399)","v":327},17,null,null,null,null,null,null,null,null,null,null,null,null,null,null,null,null,null,null,null,null,null,39020.032700000003,39,null,20,"LH",7,"20LH 7",447,670.5,218,{"$f":"MIN(AP399,360/'Roof Bay Analysis'!$I$51*AR399)","v":327},17]
[39020.050300000003,39020.075449999997,39,null,20,"LH",8,"20LH 8",503,754.5,242,{"$f":"MIN(I400,360/'Roof Bay Analysis'!$I$51*K400)","v":363},19,null,null,null,null,null,null,null,null,null,null,null,null,null,null,null,null,null,null,null,null,null,39020.0363,39,null,20,"LH",8,"20LH 8",503,754.5,242,{"$f":"MIN(AP400,360/'Roof Bay Analysis'!$I$51*AR400)","v":363},19]
[39020.057200000003,39020.085800000001,39,null,20,"LH",9,"20LH 9",572,858,264,{"$f":"MIN(I401,360/'Roof Bay Analysis'!$I$51*K401)","v":396},21,null,null,null,null,null,null,null,null,null,null,null,null,null,null,null,null,null,null,null,null,null,39020.039599999996,39,null,20,"LH",9,"20LH 9",572,858,264,{"$f":"MIN(AP401,360/'Roof Bay Analysis'!$I$51*AR401)","v":396},21]
[39020.063600000001,39020.095399999998,39,null,20,"LH",10,"20LH10",636,954,296,{"$f":"MIN(I402,360/'Roof Bay Analysis'!$I$51*K402)","v":444},23,null,null,null,null,null,null,null,null,null,null,null,null,null,null,null,null,null,null,null,null,null,39020.044399999999,39,null,20,"LH",10,"20LH10",636,954,296,{"$f":"MIN(AP402,360/'Roof Bay Analysis'!$I$51*AR402)","v":444},23]
[39024.038,39024.057000000001,39,null,24,"LH",5,"24LH 5",380,570,226,{"$f":"MIN(I403,360/'Roof Bay Analysis'!$I$51*K403)","v":339},13,null,null,null,null,null,null,null,null,null,null,null,null,null,null,null,null,null,null,null,null,null,39024.033900000002,39,null,24,"LH",5,"24LH 5",380,570,226,{"$f":"MIN(AP403,360/'Roof Bay Analysis'!$I$51*AR403)","v":339},13]
[39024.048000000003,39024.072,39,null,24,"LH",6,"24LH 6",480,720,284,{"$f":"MIN(I404,360/'Roof Bay Analysis'!$I$51*K404)","v":426},16,null,null,null,null,null,null,null,null,null,null,null,null,null,null,null,null,null,null,null,null,null,39024.042600000001,39,null,24,"LH",6,"24LH 6",480,720,284,{"$f":"MIN(AP404,360/'Roof Bay Analysis'!$I$51*AR404)","v":426},16]
[39024.054100000001,39024.081149999998,39,null,24,"LH",7,"24LH 7",541,811.5,320,{"$f":"MIN(I405,360/'Roof Bay Analysis'!$I$51*K405)","v":480},17,null,null,null,null,null,null,null,null,null,null,null,null,null,null,null,null,null,null,null,null,null,39024.048000000003,39,null,24,"LH",7,"24LH 7",541,811.5,320,{"$f":"MIN(AP405,360/'Roof Bay Analysis'!$I$51*AR405)","v":480},17]
[39024.057200000003,39024.085800000001,39,null,24,"LH",8,"24LH 8",572,858,338,{"$f":"MIN(I406,360/'Roof Bay Analysis'!$I$51*K406)","v":507},18,null,null,null,null,null,null,null,null,null,null,null,null,null,null,null,null,null,null,null,null,null,39024.0507,39,null,24,"LH",8,"24LH 8",572,858,338,{"$f":"MIN(AP406,360/'Roof Bay Analysis'!$I$51*AR406)","v":507},18]
[39024.069600000003,39024.104399999997,39,null,24,"LH",9,"24LH 9",696,1044,393,{"$f":"MIN(I407,360/'Roof Bay Analysis'!$I$51*K407)","v":589.5},21,null,null,null,null,null,null,null,null,null,null,null,null,null,null,null,null,null,null,null,null,null,39024.058949999999,39,null,24,"LH",9,"24LH 9",696,1044,393,{"$f":"MIN(AP407,360/'Roof Bay Analysis'!$I$51*AR407)","v":589.5},21]
[39024.076800000003,39024.1152,39,null,24,"LH",10,"24LH10",768,1152,439,{"$f":"MIN(I408,360/'Roof Bay Analysis'!$I$51*K408)","v":658.5},23,null,null,null,null,null,null,null,null,null,null,null,null,null,null,null,null,null,null,null,null,null,39024.065849999999,39,null,24,"LH",10,"24LH10",768,1152,439,{"$f":"MIN(AP408,360/'Roof Bay Analysis'!$I$51*AR408)","v":658.5},23]
[39024.080699999999,39024.121050000002,39,null,24,"LH",11,"24LH11",807,1210.5,472,{"$f":"MIN(I409,360/'Roof Bay Analysis'!$I$51*K409)","v":708},25,null,null,null,null,null,null,null,null,null,null,null,null,null,null,null,null,null,null,null,null,null,39024.070800000001,39,null,24,"LH",11,"24LH11",807,1210.5,472,{"$f":"MIN(AP409,360/'Roof Bay Analysis'!$I$51*AR409)","v":708},25]
[39028.036206896555,39028.054310344829,39,null,28,"LH",5,"28LH 5",362.06896551724139,543.10344827586209,254.30105529131987,{"$f":"MIN(I410,360/'Roof Bay Analysis'!$I$51*K410)","v":362.06896551724139},13,null,null,null,null,null,null,null,null,null,null,null,null,null,null,null,null,null,null,null,null,null,39028.036206896555,39,null,28,"LH",5,"28LH 5",362.06896551724139,543.10344827586209,254.30105529131987,{"$f":"MIN(AP410,360/'Roof Bay Analysis'!$I$51*AR410)","v":362.06896551724139},13]
[39028.048103448273,39028.072155172413,39,null,28,"LH",6,"28LH 6",481.0344827586207,721.55172413793105,335.58449762187871,{"$f":"MIN(I411,360/'Roof Bay Analysis'!$I$51*K411)","v":481.0344827586207},16,null,null,null,null,null,null,null,null,null,null,null,null,null,null,null,null,null,null,null,null,null,39028.048103448273,39,null,28,"LH",6,"28LH 6",481.0344827586207,721.55172413793105,335.58449762187871,{"$f":"MIN(AP411,360/'Roof Bay Analysis'!$I$51*AR411)","v":481.0344827586207},16]
[39028.054310344829,39028.081465517243,39,null,28,"LH",7,"28LH 7",543.10344827586209,814.65517241379314,378.54860285374554,{"$f":"MIN(I412,360/'Roof Bay Analysis'!$I$51*K412)","v":543.10344827586209},17,null,null,null,null,null,null,null,null,null,null,null,null,null,null,null,null,null,null,null,null,null,39028.054310344829,39,null,28,"LH",7,"28LH 7",543.10344827586209,814.65517241379314,378.54860285374554,{"$f":"MIN(AP412,360/'Roof Bay Analysis'!$I$51*AR412)","v":543.10344827586209},17]
[39028.058189655174,39028.087284482761,39,null,28,"LH",8,"28LH 8",581.89655172413791,872.84482758620686,404.09482758620692,{"$f":"MIN(I413,360/'Roof Bay Analysis'!$I$51*K413)","v":581.89655172413791},18,null,null,null,null,null,null,null,null,null,null,null,null,null,null,null,null,null,null,null,null,null,39028.058189655174,39,null,28,"LH",8,"28LH 8",581.89655172413791,872.84482758620686,404.09482758620692,{"$f":"MIN(AP413,360/'Roof Bay Analysis'!$I$51*AR413)","v":581.89655172413791},18]
[39028.071637931032,39028.107456896549,39,null,28,"LH",9,"28LH 9",716.37931034482756,1074.5689655172414,496.99019024970272,{"$f":"MIN(I414,360/'Roof Bay Analysis'!$I$51*K414)","v":716.37931034482756},21,null,null,null,null,null,null,null,null,null,null,null,null,null,null,null,null,null,null,null,null,null,39028.071637931032,39,null,28,"LH",9,"28LH 9",716.37931034482756,1074.5689655172414,496.99019024970272,{"$f":"MIN(AP414,360/'Roof Bay Analysis'!$I$51*AR414)","v":716.37931034482756},21]
[39028.078362068969,39028.11754310345,39,null,28,"LH",10,"28LH10",783.62068965517244,1175.4310344827586,541.11548751486328,{"$f":"MIN(I415,360/'Roof Bay Analysis'!$I$51*K415)","v":783.62068965517244},23,null,null,null,null,null,null,null,null,null,null,null,null,null,null,null,null,null,null,null,null,null,39028.078362068969,39,null,28,"LH",10,"28LH10",783.62068965517244,1175.4310344827586,541.11548751486328,{"$f":"MIN(AP415,360/'Roof Bay Analysis'!$I$51*AR415)","v":783.62068965517244},23]
[39028.084051724138,39028.12607758621,39,null,28,"LH",11,"28LH11",840.51724137931035,1260.7758620689656,578.27363258026162,{"$f":"MIN(I416,360/'Roof Bay Analysis'!$I$51*K416)","v":840.51724137931035},25,null,null,null,null,null,null,null,null,null,null,null,null,null,null,null,null,null,null,null,null,null,39028.084051724138,39,null,28,"LH",11,"28LH11",840.51724137931035,1260.7758620689656,578.27363258026162,{"$f":"MIN(AP416,360/'Roof Bay Analysis'!$I$51*AR416)","v":840.51724137931035},25]
[39028.092327586208,39028.138491379308,39,null,28,"LH",12,"28LH12",923.27586206896547,1384.9137931034481,632.8496581450654,{"$f":"MIN(I417,360/'Roof Bay Analysis'!$I$51*K417)","v":923.27586206896547},27,null,null,null,null,null,null,null,null,null,null,null,null,null,null,null,null,null,null,null,null,null,39028.092327586208,39,null,28,"LH",12,"28LH12",923.27586206896547,1384.9137931034481,632.8496581450654,{"$f":"MIN(AP417,360/'Roof Bay Analysis'!$I$51*AR417)","v":923.27586206896547},27]
[39028.096206896553,39028.144310344825,39,null,28,"LH",13,"28LH13",962.06896551724139,1443.1034482758621,660.71826694411413,{"$f":"MIN(I418,360/'Roof Bay Analysis'!$I$51*K418)","v":962.06896551724139},30,null,null,null,null,null,null,null,null,null,null,null,null,null,null,null,null,null,null,null,null,null,39028.096206896553,39,null,28,"LH",13,"28LH13",962.06896551724139,1443.1034482758621,660.71826694411413,{"$f":"MIN(AP418,360/'Roof Bay Analysis'!$I$51*AR418)","v":962.06896551724139},30]
[39032.043189655175,39032.064784482762,39,null,32,"LH",6,"32LH 6",431.89655172413791,647.84482758620686,348.12804696789539,{"$f":"MIN(I419,360/'Roof Bay Analysis'!$I$51*K419)","v":431.89655172413791},14,null,null,null,null,null,null,null,null,null,null,null,null,null,null,null,null,null,null,null,null,null,39032.043189655175,39,null,32,"LH",6,"32LH 6",431.89655172413791,647.84482758620686,348.12804696789539,{"$f":"MIN(AP419,360/'Roof Bay Analysis'!$I$51*AR419)","v":431.89655172413791},14]
[39032.048620689653,39032.072931034483,39,null,32,"LH",7,"32LH 7",486.20689655172413,729.31034482758616,387.72554994054695,{"$f":"MIN(I420,360/'Roof Bay Analysis'!$I$51*K420)","v":486.20689655172413},16,null,null,null,null,null,null,null,null,null,null,null,null,null,null,null,null,null,null,null,null,null,39032.048620689653,39,null,32,"LH",7,"32LH 7",486.20689655172413,729.31034482758616,387.72554994054695,{"$f":"MIN(AP420,360/'Roof Bay Analysis'!$I$51*AR420)","v":486.20689655172413},16]
[39032.052758620688,39032.079137931032,39,null,32,"LH",8,"32LH 8",527.58620689655174,791.37931034482767,420.7234690844233,{"$f":"MIN(I421,360/'Roof Bay Analysis'!$I$51*K421)","v":527.58620689655174},17,null,null,null,null,null,null,null,null,null,null,null,null,null,null,null,null,null,null,null,null,null,39032.052758620688,39,null,32,"LH",8,"32LH 8",527.58620689655174,791.37931034482767,420.7234690844233,{"$f":"MIN(AP421,360/'Roof Bay Analysis'!$I$51*AR421)","v":527.58620689655174},17]
[39032.066206896554,39032.099310344827,39,null,32,"LH",9,"32LH 9",662.06896551724139,993.10344827586209,526.31681034482756,{"$f":"MIN(I422,360/'Roof Bay Analysis'!$I$51*K422)","v":662.06896551724139},21,null,null,null,null,null,null,null,null,null,null,null,null,null,null,null,null,null,null,null,null,null,39032.066206896554,39,null,32,"LH",9,"32LH 9",662.06896551724139,993.10344827586209,526.31681034482756,{"$f":"MIN(AP422,360/'Roof Bay Analysis'!$I$51*AR422)","v":662.06896551724139},21]
[39032.073189655173,39032.10978448276,39,null,32,"LH",10,"32LH10",731.89655172413791,1097.844827586207,580.76337693222354,{"$f":"MIN(I423,360/'Roof Bay Analysis'!$I$51*K423)","v":731.89655172413791},21,null,null,null,null,null,null,null,null,null,null,null,null,null,null,null,null,null,null,null,null,null,39032.073189655173,39,null,32,"LH",10,"32LH10",731.89655172413791,1097.844827586207,580.76337693222354,{"$f":"MIN(AP423,360/'Roof Bay Analysis'!$I$51*AR423)","v":731.89655172413791},21]
[39032.080172413793,39032.120258620693,39,null,32,"LH",11,"32LH11",801.72413793103453,1202.5862068965519,635.20994351961951,{"$f":"MIN(I424,360/'Roof Bay Analysis'!$I$51*K424)","v":801.72413793103453},24,null,null,null,null,null,null,null,null,null,null,null,null,null,null,null,null,null,null,null,null,null,39032.080172413793,39,null,32,"LH",11,"32LH11",801.72413793103453,1202.5862068965519,635.20994351961951,{"$f":"MIN(AP424,360/'Roof Bay Analysis'!$I$51*AR424)","v":801.72413793103453},24]
[39032.094137931032,39032.141206896551,39,null,32,"LH",12,"32LH12",941.37931034482756,1412.0689655172414,742.45318073721762,{"$f":"MIN(I425,360/'Roof Bay Analysis'!$I$51*K425)","v":941.37931034482756},27,null,null,null,null,null,null,null,null,null,null,null,null,null,null,null,null,null,null,null,null,null,39032.094137931032,39,null,32,"LH",12,"32LH12",941.37931034482756,1412.0689655172414,742.45318073721762,{"$f":"MIN(AP425,360/'Roof Bay Analysis'!$I$51*AR425)","v":941.37931034482756},27]
[39032.105000000003,39032.157500000001,39,null,32,"LH",13,"32LH13",1050,1575,824.94797859690846,{"$f":"MIN(I426,360/'Roof Bay Analysis'!$I$51*K426)","v":1050},30,null,null,null,null,null,null,null,null,null,null,null,null,null,null,null,null,null,null,null,null,null,39032.105000000003,39,null,32,"LH",13,"32LH13",1050,1575,824.94797859690846,{"$f":"MIN(AP426,360/'Roof Bay Analysis'!$I$51*AR426)","v":1050},30]
[39032.108103448278,39032.162155172417,39,null,32,"LH",14,"32LH14",1081.0344827586207,1621.5517241379312,849.69641795481573,{"$f":"MIN(I427,360/'Roof Bay Analysis'!$I$51*K427)","v":1081.0344827586207},33,null,null,null,null,null,null,null,null,null,null,null,null,null,null,null,null,null,null,null,null,null,39032.108103448278,39,null,32,"LH",14,"32LH14",1081.0344827586207,1621.5517241379312,849.69641795481573,{"$f":"MIN(AP427,360/'Roof Bay Analysis'!$I$51*AR427)","v":1081.0344827586207},33]
[39032.111724137932,39032.167586206895,39,null,32,"LH",15,"32LH15",1117.2413793103449,1675.8620689655172,877.74464922711059,{"$f":"MIN(I428,360/'Roof Bay Analysis'!$I$51*K428)","v":1117.2413793103449},35,null,null,null,null,null,null,null,null,null,null,null,null,null,null,null,null,null,null,null,null,null,39032.111724137932,39,null,32,"LH",15,"32LH15",1117.2413793103449,1675.8620689655172,877.74464922711059,{"$f":"MIN(AP428,360/'Roof Bay Analysis'!$I$51*AR428)","v":1117.2413793103449},35]
[40020.028899999998,40020.04335,40,null,20,"LH",4,"20LH 4",289,433.5,139,{"$f":"MIN(I429,360/'Roof Bay Analysis'!$I$51*K429)","v":208.5},12,null,null,null,null,null,null,null,null,null,null,null,null,null,null,null,null,null,null,null,null,null,40020.020850000001,40,null,20,"LH",4,"20LH 4",289,433.5,139,{"$f":"MIN(AP429,360/'Roof Bay Analysis'!$I$51*AR429)","v":208.5},12]
[40020.033600000002,40020.0504,40,null,20,"LH",5,"20LH 5",336,504,161,{"$f":"MIN(I430,360/'Roof Bay Analysis'!$I$51*K430)","v":241.5},14,null,null,null,null,null,null,null,null,null,null,null,null,null,null,null,null,null,null,null,null,null,40020.024149999997,40,null,20,"LH",5,"20LH 5",336,504,161,{"$f":"MIN(AP430,360/'Roof Bay Analysis'!$I$51*AR430)","v":241.5},14]
[40020.037900000003,40020.056850000001,40,null,20,"LH",6,"20LH 6",379,568.5,178,{"$f":"MIN(I431,360/'Roof Bay Analysis'!$I$51*K431)","v":267},15,null,null,null,null,null,null,null,null,null,null,null,null,null,null,null,null,null,null,null,null,null,40020.026700000002,40,null,20,"LH",6,"20LH 6",379,568.5,178,{"$f":"MIN(AP431,360/'Roof Bay Analysis'!$I$51*AR431)","v":267},15]
[40020.042500000003,40020.063750000001,40,null,20,"LH",7,"20LH 7",425,637.5,202,{"$f":"MIN(I432,360/'Roof Bay Analysis'!$I$51*K432)","v":303},17,null,null,null,null,null,null,null,null,null,null,null,null,null,null,null,null,null,null,null,null,null,40020.030299999999,40,null,20,"LH",7,"20LH 7",425,637.5,202,{"$f":"MIN(AP432,360/'Roof Bay Analysis'!$I$51*AR432)","v":303},17]
[40020.047899999998,40020.07185,40,null,20,"LH",8,"20LH 8",479,718.5,225,{"$f":"MIN(I433,360/'Roof Bay Analysis'!$I$51*K433)","v":337.5},19,null,null,null,null,null,null,null,null,null,null,null,null,null,null,null,null,null,null,null,null,null,40020.033750000002,40,null,20,"LH",8,"20LH 8",479,718.5,225,{"$f":"MIN(AP433,360/'Roof Bay Analysis'!$I$51*AR433)","v":337.5},19]
[40020.054400000001,40020.081599999998,40,null,20,"LH",9,"20LH 9",544,816,244,{"$f":"MIN(I434,360/'Roof Bay Analysis'!$I$51*K434)","v":366},21,null,null,null,null,null,null,null,null,null,null,null,null,null,null,null,null,null,null,null,null,null,40020.036599999999,40,null,20,"LH",9,"20LH 9",544,816,244,{"$f":"MIN(AP434,360/'Roof Bay Analysis'!$I$51*AR434)","v":366},21]
[40020.060400000002,40020.090600000003,40,null,20,"LH",10,"20LH10",604,906,274,{"$f":"MIN(I435,360/'Roof Bay Analysis'!$I$51*K435)","v":411},23,null,null,null,null,null,null,null,null,null,null,null,null,null,null,null,null,null,null,null,null,null,40020.041100000002,40,null,20,"LH",10,"20LH10",604,906,274,{"$f":"MIN(AP435,360/'Roof Bay Analysis'!$I$51*AR435)","v":411},23]
[40024.045700000002,40024.068550000004,40,null,24,"LH",6,"24LH 6",457,685.5,263,{"$f":"MIN(I436,360/'Roof Bay Analysis'!$I$51*K436)","v":394.5},16,null,null,null,null,null,null,null,null,null,null,null,null,null,null,null,null,null,null,null,null,null,40024.039449999997,40,null,24,"LH",6,"24LH 6",457,685.5,263,{"$f":"MIN(AP436,360/'Roof Bay Analysis'!$I$51*AR436)","v":394.5},16]
[40024.051599999999,40024.077400000002,40,null,24,"LH",7,"24LH 7",516,774,297,{"$f":"MIN(I437,360/'Roof Bay Analysis'!$I$51*K437)","v":445.5},17,null,null,null,null,null,null,null,null,null,null,null,null,null,null,null,null,null,null,null,null,null,40024.044549999999,40,null,24,"LH",7,"24LH 7",516,774,297,{"$f":"MIN(AP437,360/'Roof Bay Analysis'!$I$51*AR437)","v":445.5},17]
[40024.054499999998,40024.081749999998,40,null,24,"LH",8,"24LH 8",545,817.5,314,{"$f":"MIN(I438,360/'Roof Bay Analysis'!$I$51*K438)","v":471},18,null,null,null,null,null,null,null,null,null,null,null,null,null,null,null,null,null,null,null,null,null,40024.047100000003,40,null,24,"LH",8,"24LH 8",545,817.5,314,{"$f":"MIN(AP438,360/'Roof Bay Analysis'!$I$51*AR438)","v":471},18]
[40024.066299999999,40024.099450000002,40,null,24,"LH",9,"24LH 9",663,994.5,363,{"$f":"MIN(I439,360/'Roof Bay Analysis'!$I$51*K439)","v":544.5},21,null,null,null,null,null,null,null,null,null,null,null,null,null,null,null,null,null,null,null,null,null,40024.054450000003,40,null,24,"LH",9,"24LH 9",663,994.5,363,{"$f":"MIN(AP439,360/'Roof Bay Analysis'!$I$51*AR439)","v":544.5},21]
[40024.073700000001,40024.110549999998,40,null,24,"LH",10,"24LH10",737,1105.5,406,{"$f":"MIN(I440,360/'Roof Bay Analysis'!$I$51*K440)","v":609},23,null,null,null,null,null,null,null,null,null,null,null,null,null,null,null,null,null,null,null,null,null,40024.060899999997,40,null,24,"LH",10,"24LH10",737,1105.5,406,{"$f":"MIN(AP440,360/'Roof Bay Analysis'!$I$51*AR440)","v":609},23]
[40024.078699999998,40024.118049999997,40,null,24,"LH",11,"24LH11",787,1180.5,449,{"$f":"MIN(I441,360/'Roof Bay Analysis'!$I$51*K441)","v":673.5},25,null,null,null,null,null,null,null,null,null,null,null,null,null,null,null,null,null,null,null,null,null,40024.067349999998,40,null,24,"LH",11,"24LH11",787,1180.5,449,{"$f":"MIN(AP441,360/'Roof Bay Analysis'!$I$51*AR441)","v":673.5},25]
[40028.035294117646,40028.052941176473,40,null,28,"LH",5,"28LH 5",352.94117647058823,529.41176470588232,241.64077395664148,{"$f":"MIN(I442,360/'Roof Bay Analysis'!$I$51*K442)","v":352.94117647058823},13,null,null,null,null,null,null,null,null,null,null,null,null,null,null,null,null,null,null,null,null,null,40028.035294117646,40,null,28,"LH",5,"28LH 5",352.94117647058823,529.41176470588232,241.64077395664148,{"$f":"MIN(AP442,360/'Roof Bay Analysis'!$I$51*AR442)","v":352.94117647058823},13]
[40028.046890756304,40028.070336134457,40,null,28,"LH",6,"28LH 6",468.9075630252101,703.36134453781517,318.87755102040819,{"$f":"MIN(I443,360/'Roof Bay Analysis'!$I$51*K443)","v":468.9075630252101},16,null,null,null,null,null,null,null,null,null,null,null,null,null,null,null,null,null,null,null,null,null,40028.046890756304,40,null,28,"LH",6,"28LH 6",468.9075630252101,703.36134453781517,318.87755102040819,{"$f":"MIN(AP443,360/'Roof Bay Analysis'!$I$51*AR443)","v":468.9075630252101},16]
[40028.052941176473,40028.079411764709,40,null,28,"LH",7,"28LH 7",529.41176470588232,794.11764705882342,359.70270461125625,{"$f":"MIN(I444,360/'Roof Bay Analysis'!$I$51*K444)","v":529.41176470588232},17,null,null,null,null,null,null,null,null,null,null,null,null,null,null,null,null,null,null,null,null,null,40028.052941176473,40,null,28,"LH",7,"28LH 7",529.41176470588232,794.11764705882342,359.70270461125625,{"$f":"MIN(AP444,360/'Roof Bay Analysis'!$I$51*AR444)","v":529.41176470588232},17]
[40028.056722689078,40028.085084033613,40,null,28,"LH",8,"28LH 8",567.22689075630251,850.84033613445376,383.97712025986863,{"$f":"MIN(I445,360/'Roof Bay Analysis'!$I$51*K445)","v":567.22689075630251},18,null,null,null,null,null,null,null,null,null,null,null,null,null,null,null,null,null,null,null,null,null,40028.056722689078,40,null,28,"LH",8,"28LH 8",567.22689075630251,850.84033613445376,383.97712025986863,{"$f":"MIN(AP445,360/'Roof Bay Analysis'!$I$51*AR445)","v":567.22689075630251},18]
[40028.069831932771,40028.10474789916,40,null,28,"LH",9,"28LH 9",698.31932773109247,1047.4789915966387,472.24772261845914,{"$f":"MIN(I446,360/'Roof Bay Analysis'!$I$51*K446)","v":698.31932773109247},21,null,null,null,null,null,null,null,null,null,null,null,null,null,null,null,null,null,null,null,null,null,40028.069831932771,40,null,28,"LH",9,"28LH 9",698.31932773109247,1047.4789915966387,472.24772261845914,{"$f":"MIN(AP446,360/'Roof Bay Analysis'!$I$51*AR446)","v":698.31932773109247},21]
[40028.076386554625,40028.114579831934,40,null,28,"LH",10,"28LH10",763.86554621848734,1145.798319327731,514.17625873878967,{"$f":"MIN(I447,360/'Roof Bay Analysis'!$I$51*K447)","v":763.86554621848734},23,null,null,null,null,null,null,null,null,null,null,null,null,null,null,null,null,null,null,null,null,null,40028.076386554625,40,null,28,"LH",10,"28LH10",763.86554621848734,1145.798319327731,514.17625873878967,{"$f":"MIN(AP447,360/'Roof Bay Analysis'!$I$51*AR447)","v":763.86554621848734},23]
[40028.081932773108,40028.122899159665,40,null,28,"LH",11,"28LH11",819.32773109243692,1228.9915966386554,549.48449968222587,{"$f":"MIN(I448,360/'Roof Bay Analysis'!$I$51*K448)","v":819.32773109243692},25,null,null,null,null,null,null,null,null,null,null,null,null,null,null,null,null,null,null,null,null,null,40028.081932773108,40,null,28,"LH",11,"28LH11",819.32773109243692,1228.9915966386554,549.48449968222587,{"$f":"MIN(AP448,360/'Roof Bay Analysis'!$I$51*AR448)","v":819.32773109243692},25]
[40028.089999999997,40028.135000000002,40,null,28,"LH",12,"28LH12",900,1350,601.34347856789771,{"$f":"MIN(I449,360/'Roof Bay Analysis'!$I$51*K449)","v":900},27,null,null,null,null,null,null,null,null,null,null,null,null,null,null,null,null,null,null,null,null,null,40028.089999999997,40,null,28,"LH",12,"28LH12",900,1350,601.34347856789771,{"$f":"MIN(AP449,360/'Roof Bay Analysis'!$I$51*AR449)","v":900},27]
[40028.093781512602,40028.140672268906,40,null,28,"LH",13,"28LH13",937.81512605042019,1406.7226890756303,627.82465927547491,{"$f":"MIN(I450,360/'Roof Bay Analysis'!$I$51*K450)","v":937.81512605042019},30,null,null,null,null,null,null,null,null,null,null,null,null,null,null,null,null,null,null,null,null,null,40028.093781512602,40,null,28,"LH",13,"28LH13",937.81512605042019,1406.7226890756303,627.82465927547491,{"$f":"MIN(AP450,360/'Roof Bay Analysis'!$I$51*AR450)","v":937.81512605042019},30]
[40032.042100840335,40032.063151260503,40,null,32,"LH",6,"32LH 6",421.00840336134456,631.51260504201684,330.79662453216582,{"$f":"MIN(I451,360/'Roof Bay Analysis'!$I$51*K451)","v":421.00840336134456},14,null,null,null,null,null,null,null,null,null,null,null,null,null,null,null,null,null,null,null,null,null,40032.042100840335,40,null,32,"LH",6,"32LH 6",421.00840336134456,631.51260504201684,330.79662453216582,{"$f":"MIN(AP451,360/'Roof Bay Analysis'!$I$51*AR451)","v":421.00840336134456},14]
[{"$f":"C452*1000+E452+I452/10000","v":40032.047394957983},{"$f":"C452*1000+E452+J452/10000","v":40032.071092436978},40,null,32,"LH",7,"32LH 7",473.94957983193279,{"$f":"1.5*I452","v":710.92436974789916},368.42278087705671,{"$f":"MIN(I452,360/'Roof Bay Analysis'!$I$51*K452)","v":473.94957983193279},16,null,null,null,null,null,null,null,null,null,null,null,null,null,null,null,null,null,null,null,null,null,{"$f":"AJ452*1000+AL452+AS452/10000","v":40032.047394957983},40,null,32,"LH",7,"32LH 7",473.94957983193279,{"$f":"1.5*AP452","v":710.92436974789916},368.42278087705671,{"$f":"MIN(AP452,360/'Roof Bay Analysis'!$I$51*AR452)","v":473.94957983193279},16]
[40032.051428571431,40032.077142857146,40,null,{"$f":"VALUE(LEFT(H453,2))","v":32},{"$f":"MID(H453,3,LEN(H453)-4)","v":"LH"},{"$f":"VALUE(RIGHT(H453,2))","v":8},"32LH 8",514.28571428571433,771.42857142857156,399.77791116446576,{"$f":"MIN(I453,360/'Roof Bay Analysis'!$I$51*K453)","v":514.28571428571433},17,null,null,null,null,null,null,null,null,null,null,null,null,null,null,null,null,null,null,null,null,null,40032.051428571431,40,null,{"$f":"VALUE(LEFT(AO453,2))","v":32},{"$f":"MID(AO453,3,LEN(AO453)-4)","v":"LH"},{"$f":"VALUE(RIGHT(AO453,2))","v":8},"32LH 8",514.28571428571433,771.42857142857156,399.77791116446576,{"$f":"MIN(AP453,360/'Roof Bay Analysis'!$I$51*AR453)","v":514.28571428571433},17]
[40032.064537815124,40032.096806722686,40,null,32,"LH",9,"32LH 9",645.37815126050418,968.06722689075627,500.11432808417487,{"$f":"MIN(I454,360/'Roof Bay Analysis'!$I$51*K454)","v":645.37815126050418},21,null,null,null,null,null,null,null,null,null,null,null,null,null,null,null,null,null,null,null,null,null,40032.064537815124,40,null,32,"LH",9,"32LH 9",645.37815126050418,968.06722689075627,500.11432808417487,{"$f":"MIN(AP454,360/'Roof Bay Analysis'!$I$51*AR454)","v":645.37815126050418},21]
[40032.071344537813,40032.107016806724,40,null,32,"LH",10,"32LH10",713.44537815126046,1070.1680672268908,551.85029305839987,{"$f":"MIN(I455,360/'Roof Bay Analysis'!$I$51*K455)","v":713.44537815126046},21,null,null,null,null,null,null,null,null,null,null,null,null,null,null,null,null,null,null,null,null,null,40032.071344537813,40,null,32,"LH",10,"32LH10",713.44537815126046,1070.1680672268908,551.85029305839987,{"$f":"MIN(AP455,360/'Roof Bay Analysis'!$I$51*AR455)","v":713.44537815126046},21]
[40032.078151260503,40032.117226890754,40,null,32,"LH",11,"32LH11",781.51260504201684,1172.2689075630253,603.58625803262487,{"$f":"MIN(I456,360/'Roof Bay Analysis'!$I$51*K456)","v":781.51260504201684},24,null,null,null,null,null,null,null,null,null,null,null,null,null,null,null,null,null,null,null,null,null,40032.078151260503,40,null,32,"LH",11,"32LH11",781.51260504201684,1172.2689075630253,603.58625803262487,{"$f":"MIN(AP456,360/'Roof Bay Analysis'!$I$51*AR456)","v":781.51260504201684},24]
[40032.091764705881,40032.137647058822,40,null,32,"LH",12,"32LH12",917.64705882352939,1376.4705882352941,705.49043146670431,{"$f":"MIN(I457,360/'Roof Bay Analysis'!$I$51*K457)","v":917.64705882352939},27,null,null,null,null,null,null,null,null,null,null,null,null,null,null,null,null,null,null,null,null,null,40032.091764705881,40,null,32,"LH",12,"32LH12",917.64705882352939,1376.4705882352941,705.49043146670431,{"$f":"MIN(AP457,360/'Roof Bay Analysis'!$I$51*AR457)","v":917.64705882352939},27]
[40032.102352941176,40032.153529411764,40,null,32,"LH",13,"32LH13",1023.5294117647059,1535.2941176470588,783.87825718522708,{"$f":"MIN(I458,360/'Roof Bay Analysis'!$I$51*K458)","v":1023.5294117647059},30,null,null,null,null,null,null,null,null,null,null,null,null,null,null,null,null,null,null,null,null,null,40032.102352941176,40,null,32,"LH",13,"32LH13",1023.5294117647059,1535.2941176470588,783.87825718522708,{"$f":"MIN(AP458,360/'Roof Bay Analysis'!$I$51*AR458)","v":1023.5294117647059},30]
[40032.10537815126,40032.15806722689,40,null,32,"LH",14,"32LH14",1053.7815126050421,1580.6722689075632,807.39460490078386,{"$f":"MIN(I459,360/'Roof Bay Analysis'!$I$51*K459)","v":1053.7815126050421},33,null,null,null,null,null,null,null,null,null,null,null,null,null,null,null,null,null,null,null,null,null,40032.10537815126,40,null,32,"LH",14,"32LH14",1053.7815126050421,1580.6722689075632,807.39460490078386,{"$f":"MIN(AP459,360/'Roof Bay Analysis'!$I$51*AR459)","v":1053.7815126050421},33]
[40032.108907563023,40032.163361344537,40,null,32,"LH",15,"32LH15",1089.0756302521008,1633.6134453781513,834.04646564508153,{"$f":"MIN(I460,360/'Roof Bay Analysis'!$I$51*K460)","v":1089.0756302521008},35,null,null,null,null,null,null,null,null,null,null,null,null,null,null,null,null,null,null,null,null,null,40032.108907563023,40,null,32,"LH",15,"32LH15",1089.0756302521008,1633.6134453781513,834.04646564508153,{"$f":"MIN(AP460,360/'Roof Bay Analysis'!$I$51*AR460)","v":1089.0756302521008},35]
[41020.027499999997,41020.041250000002,41,null,20,"LH",4,"20LH 4",275,412.5,129,{"$f":"MIN(I461,360/'Roof Bay Analysis'!$I$51*K461)","v":193.5},12,null,null,null,null,null,null,null,null,null,null,null,null,null,null,null,null,null,null,null,null,null,41020.019350000002,41,null,20,"LH",4,"20LH 4",275,412.5,129,{"$f":"MIN(AP461,360/'Roof Bay Analysis'!$I$51*AR461)","v":193.5},12]
[41020.032099999997,41020.048150000002,41,null,20,"LH",5,"20LH 5",321,481.5,150,{"$f":"MIN(I462,360/'Roof Bay Analysis'!$I$51*K462)","v":225},14,null,null,null,null,null,null,null,null,null,null,null,null,null,null,null,null,null,null,null,null,null,41020.022499999999,41,null,20,"LH",5,"20LH 5",321,481.5,150,{"$f":"MIN(AP462,360/'Roof Bay Analysis'!$I$51*AR462)","v":225},14]
[41020.036099999998,41020.054150000004,41,null,20,"LH",6,"20LH 6",361,541.5,165,{"$f":"MIN(I463,360/'Roof Bay Analysis'!$I$51*K463)","v":247.5},15,null,null,null,null,null,null,null,null,null,null,null,null,null,null,null,null,null,null,null,null,null,41020.024749999997,41,null,20,"LH",6,"20LH 6",361,541.5,165,{"$f":"MIN(AP463,360/'Roof Bay Analysis'!$I$51*AR463)","v":247.5},15]
[41020.040399999998,41020.060599999997,41,null,20,"LH",7,"20LH 7",404,606,187,{"$f":"MIN(I464,360/'Roof Bay Analysis'!$I$51*K464)","v":280.5},17,null,null,null,null,null,null,null,null,null,null,null,null,null,null,null,null,null,null,null,null,null,41020.028050000001,41,null,20,"LH",7,"20LH 7",404,606,187,{"$f":"MIN(AP464,360/'Roof Bay Analysis'!$I$51*AR464)","v":280.5},17]
[41020.045700000002,41020.068550000004,41,null,20,"LH",8,"20LH 8",457,685.5,209,{"$f":"MIN(I465,360/'Roof Bay Analysis'!$I$51*K465)","v":313.5},19,null,null,null,null,null,null,null,null,null,null,null,null,null,null,null,null,null,null,null,null,null,41020.031349999997,41,null,20,"LH",8,"20LH 8",457,685.5,209,{"$f":"MIN(AP465,360/'Roof Bay Analysis'!$I$51*AR465)","v":313.5},19]
[41020.051700000004,41020.077550000002,41,null,20,"LH",9,"20LH 9",517,775.5,227,{"$f":"MIN(I466,360/'Roof Bay Analysis'!$I$51*K466)","v":340.5},21,null,null,null,null,null,null,null,null,null,null,null,null,null,null,null,null,null,null,null,null,null,41020.034050000002,41,null,20,"LH",9,"20LH 9",517,775.5,227,{"$f":"MIN(AP466,360/'Roof Bay Analysis'!$I$51*AR466)","v":340.5},21]
[41020.057500000003,41020.08625,41,null,20,"LH",10,"20LH10",575,862.5,254,{"$f":"MIN(I467,360/'Roof Bay Analysis'!$I$51*K467)","v":381},23,null,null,null,null,null,null,null,null,null,null,null,null,null,null,null,null,null,null,null,null,null,41020.038099999998,41,null,20,"LH",10,"20LH10",575,862.5,254,{"$f":"MIN(AP467,360/'Roof Bay Analysis'!$I$51*AR467)","v":381},23]
[41024.043700000002,41024.065549999999,41,null,24,"LH",6,"24LH 6",437,655.5,245,{"$f":"MIN(I468,360/'Roof Bay Analysis'!$I$51*K468)","v":367.5},16,null,null,null,null,null,null,null,null,null,null,null,null,null,null,null,null,null,null,null,null,null,41024.036749999999,41,null,24,"LH",6,"24LH 6",437,655.5,245,{"$f":"MIN(AP468,360/'Roof Bay Analysis'!$I$51*AR468)","v":367.5},16]
[41024.049099999997,41024.073649999998,41,null,24,"LH",7,"24LH 7",491,736.5,276,{"$f":"MIN(I469,360/'Roof Bay Analysis'!$I$51*K469)","v":414},17,null,null,null,null,null,null,null,null,null,null,null,null,null,null,null,null,null,null,null,null,null,41024.041400000002,41,null,24,"LH",7,"24LH 7",491,736.5,276,{"$f":"MIN(AP469,360/'Roof Bay Analysis'!$I$51*AR469)","v":414},17]
[41024.052000000003,41024.078000000001,41,null,24,"LH",8,"24LH 8",520,780,292,{"$f":"MIN(I470,360/'Roof Bay Analysis'!$I$51*K470)","v":438},18,null,null,null,null,null,null,null,null,null,null,null,null,null,null,null,null,null,null,null,null,null,41024.043799999999,41,null,24,"LH",8,"24LH 8",520,780,292,{"$f":"MIN(AP470,360/'Roof Bay Analysis'!$I$51*AR470)","v":438},18]
[41024.063199999997,41024.094799999999,41,null,24,"LH",9,"24LH 9",632,948,337,{"$f":"MIN(I471,360/'Roof Bay Analysis'!$I$51*K471)","v":505.5},21,null,null,null,null,null,null,null,null,null,null,null,null,null,null,null,null,null,null,null,null,null,41024.05055,41,null,24,"LH",9,"24LH 9",632,948,337,{"$f":"MIN(AP471,360/'Roof Bay Analysis'!$I$51*AR471)","v":505.5},21]
[41024.070200000002,41024.105300000003,41,null,24,"LH",10,"24LH10",702,1053,378,{"$f":"MIN(I472,360/'Roof Bay Analysis'!$I$51*K472)","v":567},23,null,null,null,null,null,null,null,null,null,null,null,null,null,null,null,null,null,null,null,null,null,41024.056700000001,41,null,24,"LH",10,"24LH10",702,1053,378,{"$f":"MIN(AP472,360/'Roof Bay Analysis'!$I$51*AR472)","v":567},23]
[41024.076800000003,41024.1152,41,null,24,"LH",11,"24LH11",768,1152,418,{"$f":"MIN(I473,360/'Roof Bay Analysis'!$I$51*K473)","v":627},25,null,null,null,null,null,null,null,null,null,null,null,null,null,null,null,null,null,null,null,null,null,41024.062700000002,41,null,24,"LH",11,"24LH11",768,1152,418,{"$f":"MIN(AP473,360/'Roof Bay Analysis'!$I$51*AR473)","v":627},25]
[41028.034426229511,41028.051639344259,41,null,28,"LH",5,"28LH 5",344.26229508196724,516.39344262295083,229.90291588282719,{"$f":"MIN(I474,360/'Roof Bay Analysis'!$I$51*K474)","v":344.26229508196724},13,null,null,null,null,null,null,null,null,null,null,null,null,null,null,null,null,null,null,null,null,null,41028.034426229511,41,null,28,"LH",5,"28LH 5",344.26229508196724,516.39344262295083,229.90291588282719,{"$f":"MIN(AP474,360/'Roof Bay Analysis'!$I$51*AR474)","v":344.26229508196724},13]
[41028.045737704917,41028.068606557375,41,null,28,"LH",6,"28LH 6",457.37704918032784,686.06557377049171,303.38786616500943,{"$f":"MIN(I475,360/'Roof Bay Analysis'!$I$51*K475)","v":455.08179924751414},16,null,null,null,null,null,null,null,null,null,null,null,null,null,null,null,null,null,null,null,null,null,41028.045508179923,41,null,28,"LH",6,"28LH 6",457.37704918032784,686.06557377049171,303.38786616500943,{"$f":"MIN(AP475,360/'Roof Bay Analysis'!$I$51*AR475)","v":455.08179924751414},16]
[41028.051639344259,41028.077459016393,41,null,28,"LH",7,"28LH 7",516.39344262295083,774.5901639344263,342.22991131416285,{"$f":"MIN(I476,360/'Roof Bay Analysis'!$I$51*K476)","v":513.3448669712443},17,null,null,null,null,null,null,null,null,null,null,null,null,null,null,null,null,null,null,null,null,null,41028.051334486699,41,null,28,"LH",7,"28LH 7",516.39344262295083,774.5901639344263,342.22991131416285,{"$f":"MIN(AP476,360/'Roof Bay Analysis'!$I$51*AR476)","v":513.3448669712443},17]
[41028.055327868853,41028.082991803276,41,null,28,"LH",8,"28LH 8",553.27868852459017,829.91803278688531,365.32518140284867,{"$f":"MIN(I477,360/'Roof Bay Analysis'!$I$51*K477)","v":547.98777210427306},18,null,null,null,null,null,null,null,null,null,null,null,null,null,null,null,null,null,null,null,null,null,41028.054798777208,41,null,28,"LH",8,"28LH 8",553.27868852459017,829.91803278688531,365.32518140284867,{"$f":"MIN(AP477,360/'Roof Bay Analysis'!$I$51*AR477)","v":547.98777210427306},18]
[41028.068114754096,41028.102172131148,41,null,28,"LH",9,"28LH 9",681.14754098360652,1021.7213114754097,449.30798172534264,{"$f":"MIN(I478,360/'Roof Bay Analysis'!$I$51*K478)","v":673.96197258801396},21,null,null,null,null,null,null,null,null,null,null,null,null,null,null,null,null,null,null,null,null,null,41028.067396197257,41,null,28,"LH",9,"28LH 9",681.14754098360652,1021.7213114754097,449.30798172534264,{"$f":"MIN(AP478,360/'Roof Bay Analysis'!$I$51*AR478)","v":673.96197258801396},21]
[41028.074508196718,41028.111762295084,41,null,28,"LH",10,"28LH10",745.08196721311481,1117.6229508196723,489.19981187852727,{"$f":"MIN(I479,360/'Roof Bay Analysis'!$I$51*K479)","v":733.79971781779091},23,null,null,null,null,null,null,null,null,null,null,null,null,null,null,null,null,null,null,null,null,null,41028.073379971778,41,null,28,"LH",10,"28LH10",745.08196721311481,1117.6229508196723,489.19981187852727,{"$f":"MIN(AP479,360/'Roof Bay Analysis'!$I$51*AR479)","v":733.79971781779091},23]
[41028.079918032789,41028.119877049183,41,null,28,"LH",11,"28LH11",799.18032786885249,1198.7704918032787,522.79293200752488,{"$f":"MIN(I480,360/'Roof Bay Analysis'!$I$51*K480)","v":784.18939801128727},25,null,null,null,null,null,null,null,null,null,null,null,null,null,null,null,null,null,null,null,null,null,41028.078418939804,41,null,28,"LH",11,"28LH11",799.18032786885249,1198.7704918032787,522.79293200752488,{"$f":"MIN(AP480,360/'Roof Bay Analysis'!$I$51*AR480)","v":784.18939801128727},25]
[41028.087786885248,41028.131680327868,41,null,28,"LH",12,"28LH12",877.86885245901635,1316.8032786885246,572.13282719699009,{"$f":"MIN(I481,360/'Roof Bay Analysis'!$I$51*K481)","v":858.19924079548514},27,null,null,null,null,null,null,null,null,null,null,null,null,null,null,null,null,null,null,null,null,null,41028.085819924083,41,null,28,"LH",12,"28LH12",877.86885245901635,1316.8032786885246,572.13282719699009,{"$f":"MIN(AP481,360/'Roof Bay Analysis'!$I$51*AR481)","v":858.19924079548514},27]
[41028.091475409834,41028.137213114751,41,null,28,"LH",13,"28LH13",914.75409836065569,1372.1311475409834,597.32766729373827,{"$f":"MIN(I482,360/'Roof Bay Analysis'!$I$51*K482)","v":895.99150094060747},30,null,null,null,null,null,null,null,null,null,null,null,null,null,null,null,null,null,null,null,null,null,41028.089599150095,41,null,28,"LH",13,"28LH13",914.75409836065569,1372.1311475409834,597.32766729373827,{"$f":"MIN(AP482,360/'Roof Bay Analysis'!$I$51*AR482)","v":895.99150094060747},30]
[41032.041065573772,41032.061598360655,41,null,32,"LH",6,"32LH 6",410.65573770491801,615.98360655737702,314.72796291319537,{"$f":"MIN(I483,360/'Roof Bay Analysis'!$I$51*K483)","v":410.65573770491801},14,null,null,null,null,null,null,null,null,null,null,null,null,null,null,null,null,null,null,null,null,null,41032.041065573772,41,null,32,"LH",6,"32LH 6",410.65573770491801,615.98360655737702,314.72796291319537,{"$f":"MIN(AP483,360/'Roof Bay Analysis'!$I$51*AR483)","v":410.65573770491801},14]
[41032.046229508196,41032.069344262294,41,null,32,"LH",7,"32LH 7",462.29508196721309,693.44262295081967,350.52640419242141,{"$f":"MIN(I484,360/'Roof Bay Analysis'!$I$51*K484)","v":462.29508196721309},16,null,null,null,null,null,null,null,null,null,null,null,null,null,null,null,null,null,null,null,null,null,41032.046229508196,41,null,32,"LH",7,"32LH 7",462.29508196721309,693.44262295081967,350.52640419242141,{"$f":"MIN(AP484,360/'Roof Bay Analysis'!$I$51*AR484)","v":462.29508196721309},16]
[41032.050163934429,41032.075245901637,41,null,32,"LH",8,"32LH 8",501.63934426229508,752.45901639344265,380.35843859177641,{"$f":"MIN(I485,360/'Roof Bay Analysis'!$I$51*K485)","v":501.63934426229508},17,null,null,null,null,null,null,null,null,null,null,null,null,null,null,null,null,null,null,null,null,null,41032.050163934429,41,null,32,"LH",8,"32LH 8",501.63934426229508,752.45901639344265,380.35843859177641,{"$f":"MIN(AP485,360/'Roof Bay Analysis'!$I$51*AR485)","v":501.63934426229508},17]
[41032.062950819673,41032.094426229509,41,null,32,"LH",9,"32LH 9",629.50819672131149,944.2622950819673,475.82094866971244,{"$f":"MIN(I486,360/'Roof Bay Analysis'!$I$51*K486)","v":629.50819672131149},21,null,null,null,null,null,null,null,null,null,null,null,null,null,null,null,null,null,null,null,null,null,41032.062950819673,41,null,32,"LH",9,"32LH 9",629.50819672131149,944.2622950819673,475.82094866971244,{"$f":"MIN(AP486,360/'Roof Bay Analysis'!$I$51*AR486)","v":629.50819672131149},21]
[41032.069590163934,41032.104385245904,41,null,32,"LH",10,"32LH10",695.90163934426232,1043.8524590163934,525.04380542864817,{"$f":"MIN(I487,360/'Roof Bay Analysis'!$I$51*K487)","v":695.90163934426232},21,null,null,null,null,null,null,null,null,null,null,null,null,null,null,null,null,null,null,null,null,null,41032.069590163934,41,null,32,"LH",10,"32LH10",695.90163934426232,1043.8524590163934,525.04380542864817,{"$f":"MIN(AP487,360/'Roof Bay Analysis'!$I$51*AR487)","v":695.90163934426232},21]
[41032.076229508195,41032.114344262292,41,null,32,"LH",11,"32LH11",762.29508196721315,1143.4426229508197,574.26666218758396,{"$f":"MIN(I488,360/'Roof Bay Analysis'!$I$51*K488)","v":762.29508196721315},24,null,null,null,null,null,null,null,null,null,null,null,null,null,null,null,null,null,null,null,null,null,41032.076229508195,41,null,32,"LH",11,"32LH11",762.29508196721315,1143.4426229508197,574.26666218758396,{"$f":"MIN(AP488,360/'Roof Bay Analysis'!$I$51*AR488)","v":762.29508196721315},24]
[41032.089508196725,41032.134262295083,41,null,32,"LH",12,"32LH12",895.08196721311481,1342.6229508196723,671.22077398548777,{"$f":"MIN(I489,360/'Roof Bay Analysis'!$I$51*K489)","v":895.08196721311481},27,null,null,null,null,null,null,null,null,null,null,null,null,null,null,null,null,null,null,null,null,null,41032.089508196725,41,null,32,"LH",12,"32LH12",895.08196721311481,1342.6229508196723,671.22077398548777,{"$f":"MIN(AP489,360/'Roof Bay Analysis'!$I$51*AR489)","v":895.08196721311481},27]
[41032.099836065572,41032.149754098362,41,null,32,"LH",13,"32LH13",998.36065573770497,1497.5409836065573,745.80085998387528,{"$f":"MIN(I490,360/'Roof Bay Analysis'!$I$51*K490)","v":998.36065573770497},30,null,null,null,null,null,null,null,null,null,null,null,null,null,null,null,null,null,null,null,null,null,41032.099836065572,41,null,32,"LH",13,"32LH13",998.36065573770497,1497.5409836065573,745.80085998387528,{"$f":"MIN(AP490,360/'Roof Bay Analysis'!$I$51*AR490)","v":998.36065573770497},30]
[41032.102786885247,41032.154180327867,41,null,32,"LH",14,"32LH14",1027.8688524590164,1541.8032786885246,768.17488578339157,{"$f":"MIN(I491,360/'Roof Bay Analysis'!$I$51*K491)","v":1027.8688524590164},33,null,null,null,null,null,null,null,null,null,null,null,null,null,null,null,null,null,null,null,null,null,41032.102786885247,41,null,32,"LH",14,"32LH14",1027.8688524590164,1541.8032786885246,768.17488578339157,{"$f":"MIN(AP491,360/'Roof Bay Analysis'!$I$51*AR491)","v":1027.8688524590164},33]
[41032.106229508194,41032.159344262298,41,null,32,"LH",15,"32LH15",1062.295081967213,1593.4426229508194,793.5321150228433,{"$f":"MIN(I492,360/'Roof Bay Analysis'!$I$51*K492)","v":1062.295081967213},35,null,null,null,null,null,null,null,null,null,null,null,null,null,null,null,null,null,null,null,null,null,41032.106229508194,41,null,32,"LH",15,"32LH15",1062.295081967213,1593.4426229508194,793.5321150228433,{"$f":"MIN(AP492,360/'Roof Bay Analysis'!$I$51*AR492)","v":1062.295081967213},35]
[42024.041700000002,42024.062550000002,42,null,24,"LH",6,"24LH 6",417,625.5,228,{"$f":"MIN(I493,360/'Roof Bay Analysis'!$I$51*K493)","v":342},16,null,null,null,null,null,null,null,null,null,null,null,null,null,null,null,null,null,null,null,null,null,42024.034200000002,42,null,24,"LH",6,"24LH 6",417,625.5,228,{"$f":"MIN(AP493,360/'Roof Bay Analysis'!$I$51*AR493)","v":342},16]
[42024.046799999996,42024.070200000002,42,null,24,"LH",7,"24LH 7",468,702,257,{"$f":"MIN(I494,360/'Roof Bay Analysis'!$I$51*K494)","v":385.5},17,null,null,null,null,null,null,null,null,null,null,null,null,null,null,null,null,null,null,null,null,null,42024.038549999997,42,null,24,"LH",7,"24LH 7",468,702,257,{"$f":"MIN(AP494,360/'Roof Bay Analysis'!$I$51*AR494)","v":385.5},17]
[42024.049700000003,42024.074549999998,42,null,24,"LH",8,"24LH 8",497,745.5,272,{"$f":"MIN(I495,360/'Roof Bay Analysis'!$I$51*K495)","v":408},18,null,null,null,null,null,null,null,null,null,null,null,null,null,null,null,null,null,null,null,null,null,42024.040800000002,42,null,24,"LH",8,"24LH 8",497,745.5,272,{"$f":"MIN(AP495,360/'Roof Bay Analysis'!$I$51*AR495)","v":408},18]
[42024.0602,42024.090300000003,42,null,24,"LH",9,"24LH 9",602,903,313,{"$f":"MIN(I496,360/'Roof Bay Analysis'!$I$51*K496)","v":469.5},21,null,null,null,null,null,null,null,null,null,null,null,null,null,null,null,null,null,null,null,null,null,42024.046950000004,42,null,24,"LH",9,"24LH 9",602,903,313,{"$f":"MIN(AP496,360/'Roof Bay Analysis'!$I$51*AR496)","v":469.5},21]
[42024.066800000001,42024.100200000001,42,null,24,"LH",10,"24LH10",668,1002,351,{"$f":"MIN(I497,360/'Roof Bay Analysis'!$I$51*K497)","v":526.5},23,null,null,null,null,null,null,null,null,null,null,null,null,null,null,null,null,null,null,null,null,null,42024.052649999998,42,null,24,"LH",10,"24LH10",668,1002,351,{"$f":"MIN(AP497,360/'Roof Bay Analysis'!$I$51*AR497)","v":526.5},23]
[42024.073400000001,42024.110099999998,42,null,24,"LH",11,"24LH11",734,1101,388,{"$f":"MIN(I498,360/'Roof Bay Analysis'!$I$51*K498)","v":582},25,null,null,null,null,null,null,null,null,null,null,null,null,null,null,null,null,null,null,null,null,null,42024.058199999999,42,null,24,"LH",11,"24LH11",734,1101,388,{"$f":"MIN(AP498,360/'Roof Bay Analysis'!$I$51*AR498)","v":582},25]
[42028.044800000003,42028.067199999998,42,null,28,"LH",6,"28LH 6",448,672,289,{"$f":"MIN(I499,360/'Roof Bay Analysis'!$I$51*K499)","v":433.5},16,null,null,null,null,null,null,null,null,null,null,null,null,null,null,null,null,null,null,null,null,null,42028.04335,42,null,28,"LH",6,"28LH 6",448,672,289,{"$f":"MIN(AP499,360/'Roof Bay Analysis'!$I$51*AR499)","v":433.5},16]
[42028.050499999998,42028.075750000004,42,null,28,"LH",7,"28LH 7",505,757.5,326,{"$f":"MIN(I500,360/'Roof Bay Analysis'!$I$51*K500)","v":489},17,null,null,null,null,null,null,null,null,null,null,null,null,null,null,null,null,null,null,null,null,null,42028.048900000002,42,null,28,"LH",7,"28LH 7",505,757.5,326,{"$f":"MIN(AP500,360/'Roof Bay Analysis'!$I$51*AR500)","v":489},17]
[42028.053999999996,42028.080999999998,42,null,28,"LH",8,"28LH 8",540,810,348,{"$f":"MIN(I501,360/'Roof Bay Analysis'!$I$51*K501)","v":522},18,null,null,null,null,null,null,null,null,null,null,null,null,null,null,null,null,null,null,null,null,null,42028.052199999998,42,null,28,"LH",8,"28LH 8",540,810,348,{"$f":"MIN(AP501,360/'Roof Bay Analysis'!$I$51*AR501)","v":522},18]
[42028.066700000003,42028.100050000001,42,null,28,"LH",9,"28LH 9",667,1000.5,428,{"$f":"MIN(I502,360/'Roof Bay Analysis'!$I$51*K502)","v":642},21,null,null,null,null,null,null,null,null,null,null,null,null,null,null,null,null,null,null,null,null,null,42028.064200000001,42,null,28,"LH",9,"28LH 9",667,1000.5,428,{"$f":"MIN(AP502,360/'Roof Bay Analysis'!$I$51*AR502)","v":642},21]
[42028.072899999999,42028.109349999999,42,null,28,"LH",10,"28LH10",729,1093.5,466,{"$f":"MIN(I503,360/'Roof Bay Analysis'!$I$51*K503)","v":699},23,null,null,null,null,null,null,null,null,null,null,null,null,null,null,null,null,null,null,null,null,null,42028.069900000002,42,null,28,"LH",10,"28LH10",729,1093.5,466,{"$f":"MIN(AP503,360/'Roof Bay Analysis'!$I$51*AR503)","v":699},23]
[42028.078000000001,42028.116999999998,42,null,28,"LH",11,"28LH11",780,1170,498,{"$f":"MIN(I504,360/'Roof Bay Analysis'!$I$51*K504)","v":747},25,null,null,null,null,null,null,null,null,null,null,null,null,null,null,null,null,null,null,null,null,null,42028.074699999997,42,null,28,"LH",11,"28LH11",780,1170,498,{"$f":"MIN(AP504,360/'Roof Bay Analysis'!$I$51*AR504)","v":747},25]
[42028.085700000003,42028.128550000001,42,null,28,"LH",12,"28LH12",857,1285.5,545,{"$f":"MIN(I505,360/'Roof Bay Analysis'!$I$51*K505)","v":817.5},27,null,null,null,null,null,null,null,null,null,null,null,null,null,null,null,null,null,null,null,null,null,42028.081749999998,42,null,28,"LH",12,"28LH12",857,1285.5,545,{"$f":"MIN(AP505,360/'Roof Bay Analysis'!$I$51*AR505)","v":817.5},27]
[42028.089500000002,42028.134250000003,42,null,28,"LH",13,"28LH13",895,1342.5,569,{"$f":"MIN(I506,360/'Roof Bay Analysis'!$I$51*K506)","v":853.5},30,null,null,null,null,null,null,null,null,null,null,null,null,null,null,null,null,null,null,null,null,null,42028.085350000001,42,null,28,"LH",13,"28LH13",895,1342.5,569,{"$f":"MIN(AP506,360/'Roof Bay Analysis'!$I$51*AR506)","v":853.5},30]
[42032.040079999999,42032.060120000002,42,null,32,"LH",6,"32LH 6",400.8,601.20000000000005,299.80230399999999,{"$f":"MIN(I507,360/'Roof Bay Analysis'!$I$51*K507)","v":400.8},14,null,null,null,null,null,null,null,null,null,null,null,null,null,null,null,null,null,null,null,null,null,42032.040079999999,42,null,32,"LH",6,"32LH 6",400.8,601.20000000000005,299.80230399999999,{"$f":"MIN(AP507,360/'Roof Bay Analysis'!$I$51*AR507)","v":400.8},14]
[42032.045120000002,42032.06768,42,null,32,"LH",7,"32LH 7",451.2,676.8,333.90303999999998,{"$f":"MIN(I508,360/'Roof Bay Analysis'!$I$51*K508)","v":451.2},16,null,null,null,null,null,null,null,null,null,null,null,null,null,null,null,null,null,null,null,null,null,42032.045120000002,42,null,32,"LH",7,"32LH 7",451.2,676.8,333.90303999999998,{"$f":"MIN(AP508,360/'Roof Bay Analysis'!$I$51*AR508)","v":451.2},16]
[42032.04896,42032.07344,42,null,32,"LH",8,"32LH 8",489.6,734.40000000000009,362.32031999999998,{"$f":"MIN(I509,360/'Roof Bay Analysis'!$I$51*K509)","v":489.6},17,null,null,null,null,null,null,null,null,null,null,null,null,null,null,null,null,null,null,null,null,null,42032.04896,42,null,32,"LH",8,"32LH 8",489.6,734.40000000000009,362.32031999999998,{"$f":"MIN(AP509,360/'Roof Bay Analysis'!$I$51*AR509)","v":489.6},17]
[42032.061439999998,42032.09216,42,null,32,"LH",9,"32LH 9",614.4,921.59999999999991,453.25561599999997,{"$f":"MIN(I510,360/'Roof Bay Analysis'!$I$51*K510)","v":614.4},21,null,null,null,null,null,null,null,null,null,null,null,null,null,null,null,null,null,null,null,null,null,42032.061439999998,42,null,32,"LH",9,"32LH 9",614.4,921.59999999999991,453.25561599999997,{"$f":"MIN(AP510,360/'Roof Bay Analysis'!$I$51*AR510)","v":614.4},21]
[42032.067920000001,42032.101880000002,42,null,32,"LH",10,"32LH10",679.2,1018.8000000000001,500.14412800000002,{"$f":"MIN(I511,360/'Roof Bay Analysis'!$I$51*K511)","v":679.2},21,null,null,null,null,null,null,null,null,null,null,null,null,null,null,null,null,null,null,null,null,null,42032.067920000001,42,null,32,"LH",10,"32LH10",679.2,1018.8000000000001,500.14412800000002,{"$f":"MIN(AP511,360/'Roof Bay Analysis'!$I$51*AR511)","v":679.2},21]
[42032.074399999998,42032.111599999997,42,null,32,"LH",11,"32LH11",744,1116,547.03264000000001,{"$f":"MIN(I512,360/'Roof Bay Analysis'!$I$51*K512)","v":744},24,null,null,null,null,null,null,null,null,null,null,null,null,null,null,null,null,null,null,null,null,null,42032.074399999998,42,null,32,"LH",11,"32LH11",744,1116,547.03264000000001,{"$f":"MIN(AP512,360/'Roof Bay Analysis'!$I$51*AR512)","v":744},24]
[42032.087359999998,42032.13104,42,null,32,"LH",12,"32LH12",873.6,1310.4000000000001,639.38879999999995,{"$f":"MIN(I513,360/'Roof Bay Analysis'!$I$51*K513)","v":873.6},27,null,null,null,null,null,null,null,null,null,null,null,null,null,null,null,null,null,null,null,null,null,42032.087359999998,42,null,32,"LH",12,"32LH12",873.6,1310.4000000000001,639.38879999999995,{"$f":"MIN(AP513,360/'Roof Bay Analysis'!$I$51*AR513)","v":873.6},27]
[42032.097439999998,42032.146159999997,42,null,32,"LH",13,"32LH13",974.4,1461.6,710.43200000000002,{"$f":"MIN(I514,360/'Roof Bay Analysis'!$I$51*K514)","v":974.4},30,null,null,null,null,null,null,null,null,null,null,null,null,null,null,null,null,null,null,null,null,null,42032.097439999998,42,null,32,"LH",13,"32LH13",974.4,1461.6,710.43200000000002,{"$f":"MIN(AP514,360/'Roof Bay Analysis'!$I$51*AR514)","v":974.4},30]
[42032.100319999998,42032.150479999997,42,null,32,"LH",14,"32LH14",1003.2,1504.8000000000002,731.74495999999999,{"$f":"MIN(I515,360/'Roof Bay Analysis'!$I$51*K515)","v":1003.2},33,null,null,null,null,null,null,null,null,null,null,null,null,null,null,null,null,null,null,null,null,null,42032.100319999998,42,null,32,"LH",14,"32LH14",1003.2,1504.8000000000002,731.74495999999999,{"$f":"MIN(AP515,360/'Roof Bay Analysis'!$I$51*AR515)","v":1003.2},33]
[{"$f":"C516*1000+E516+I516/10000","v":42032.10368},{"$f":"C516*1000+E516+J516/10000","v":42032.15552},42,null,32,"LH",15,"32LH15",1036.8,{"$f":"1.5*I516","v":1555.1999999999998},755.89964799999996,{"$f":"MIN(I516,360/'Roof Bay Analysis'!$I$51*K516)","v":1036.8},35,null,null,null,null,null,null,null,null,null,null,null,null,null,null,null,null,null,null,null,null,null,{"$f":"AJ516*1000+AL516+AS516/10000","v":42032.10368},42,null,32,"LH",15,"32LH15",1036.8,{"$f":"1.5*AP516","v":1555.1999999999998},755.89964799999996,{"$f":"MIN(AP516,360/'Roof Bay Analysis'!$I$51*AR516)","v":1036.8},35]
[43024.039900000003,43024.059849999998,43,null,{"$f":"VALUE(LEFT(H517,2))","v":24},{"$f":"MID(H517,3,LEN(H517)-4)","v":"LH"},{"$f":"VALUE(RIGHT(H517,2))","v":6},"24LH 6",399,598.5,211,{"$f":"MIN(I517,360/'Roof Bay Analysis'!$I$51*K517)","v":316.5},16,null,null,null,null,null,null,null,null,null,null,null,null,null,null,null,null,null,null,null,null,null,43024.031649999997,43,null,{"$f":"VALUE(LEFT(AO517,2))","v":24},{"$f":"MID(AO517,3,LEN(AO517)-4)","v":"LH"},{"$f":"VALUE(RIGHT(AO517,2))","v":6},"24LH 6",399,598.5,211,{"$f":"MIN(AP517,360/'Roof Bay Analysis'!$I$51*AR517)","v":316.5},16]
[43024.044600000001,43024.066899999998,43,null,24,"LH",7,"24LH 7",446,669,239,{"$f":"MIN(I518,360/'Roof Bay Analysis'!$I$51*K518)","v":358.5},17,null,null,null,null,null,null,null,null,null,null,null,null,null,null,null,null,null,null,null,null,null,43024.03585,43,null,24,"LH",7,"24LH 7",446,669,239,{"$f":"MIN(AP518,360/'Roof Bay Analysis'!$I$51*AR518)","v":358.5},17]
[43024.047500000001,43024.071250000001,43,null,24,"LH",8,"24LH 8",475,712.5,254,{"$f":"MIN(I519,360/'Roof Bay Analysis'!$I$51*K519)","v":381},18,null,null,null,null,null,null,null,null,null,null,null,null,null,null,null,null,null,null,null,null,null,43024.038099999998,43,null,24,"LH",8,"24LH 8",475,712.5,254,{"$f":"MIN(AP519,360/'Roof Bay Analysis'!$I$51*AR519)","v":381},18]
[43024.057399999998,43024.0861,43,null,24,"LH",9,"24LH 9",574,861,292,{"$f":"MIN(I520,360/'Roof Bay Analysis'!$I$51*K520)","v":438},21,null,null,null,null,null,null,null,null,null,null,null,null,null,null,null,null,null,null,null,null,null,43024.043799999999,43,null,24,"LH",9,"24LH 9",574,861,292,{"$f":"MIN(AP520,360/'Roof Bay Analysis'!$I$51*AR520)","v":438},21]
[43024.063699999999,43024.095549999998,43,null,24,"LH",10,"24LH10",637,955.5,326,{"$f":"MIN(I521,360/'Roof Bay Analysis'!$I$51*K521)","v":489},23,null,null,null,null,null,null,null,null,null,null,null,null,null,null,null,null,null,null,null,null,null,43024.048900000002,43,null,24,"LH",10,"24LH10",637,955.5,326,{"$f":"MIN(AP521,360/'Roof Bay Analysis'!$I$51*AR521)","v":489},23]
[43024.070099999997,43024.105150000003,43,null,24,"LH",11,"24LH11",701,1051.5,361,{"$f":"MIN(I522,360/'Roof Bay Analysis'!$I$51*K522)","v":541.5},25,null,null,null,null,null,null,null,null,null,null,null,null,null,null,null,null,null,null,null,null,null,43024.054150000004,43,null,24,"LH",11,"24LH11",701,1051.5,361,{"$f":"MIN(AP522,360/'Roof Bay Analysis'!$I$51*AR522)","v":541.5},25]
[43028.0429,43028.064350000001,43,null,28,"LH",6,"28LH 6",429,643.5,270,{"$f":"MIN(I523,360/'Roof Bay Analysis'!$I$51*K523)","v":405},16,null,null,null,null,null,null,null,null,null,null,null,null,null,null,null,null,null,null,null,null,null,43028.040500000003,43,null,28,"LH",6,"28LH 6",429,643.5,270,{"$f":"MIN(AP523,360/'Roof Bay Analysis'!$I$51*AR523)","v":405},16]
[43028.0484,43028.0726,43,null,28,"LH",7,"28LH 7",484,726,305,{"$f":"MIN(I524,360/'Roof Bay Analysis'!$I$51*K524)","v":457.5},17,null,null,null,null,null,null,null,null,null,null,null,null,null,null,null,null,null,null,null,null,null,43028.045749999997,43,null,28,"LH",7,"28LH 7",484,726,305,{"$f":"MIN(AP524,360/'Roof Bay Analysis'!$I$51*AR524)","v":457.5},17]
[43028.051700000004,43028.077550000002,43,null,28,"LH",8,"28LH 8",517,775.5,325,{"$f":"MIN(I525,360/'Roof Bay Analysis'!$I$51*K525)","v":487.5},18,null,null,null,null,null,null,null,null,null,null,null,null,null,null,null,null,null,null,null,null,null,43028.048750000002,43,null,28,"LH",8,"28LH 8",517,775.5,325,{"$f":"MIN(AP525,360/'Roof Bay Analysis'!$I$51*AR525)","v":487.5},18]
[43028.063900000001,43028.095849999998,43,null,28,"LH",9,"28LH 9",639,958.5,400,{"$f":"MIN(I526,360/'Roof Bay Analysis'!$I$51*K526)","v":600},21,null,null,null,null,null,null,null,null,null,null,null,null,null,null,null,null,null,null,null,null,null,43028.06,43,null,28,"LH",9,"28LH 9",639,958.5,400,{"$f":"MIN(AP526,360/'Roof Bay Analysis'!$I$51*AR526)","v":600},21]
[43028.070399999997,43028.105600000003,43,null,28,"LH",10,"28LH10",704,1056,439,{"$f":"MIN(I527,360/'Roof Bay Analysis'!$I$51*K527)","v":658.5},23,null,null,null,null,null,null,null,null,null,null,null,null,null,null,null,null,null,null,null,null,null,43028.065849999999,43,null,28,"LH",10,"28LH10",704,1056,439,{"$f":"MIN(AP527,360/'Roof Bay Analysis'!$I$51*AR527)","v":658.5},23]
[43028.076200000003,43028.114300000001,43,null,28,"LH",11,"28LH11",762,1143,475,{"$f":"MIN(I528,360/'Roof Bay Analysis'!$I$51*K528)","v":712.5},25,null,null,null,null,null,null,null,null,null,null,null,null,null,null,null,null,null,null,null,null,null,43028.071250000001,43,null,28,"LH",11,"28LH11",762,1143,475,{"$f":"MIN(AP528,360/'Roof Bay Analysis'!$I$51*AR528)","v":712.5},25]
[43028.083700000003,43028.125549999997,43,null,28,"LH",12,"28LH12",837,1255.5,520,{"$f":"MIN(I529,360/'Roof Bay Analysis'!$I$51*K529)","v":780},27,null,null,null,null,null,null,null,null,null,null,null,null,null,null,null,null,null,null,null,null,null,43028.078000000001,43,null,28,"LH",12,"28LH12",837,1255.5,520,{"$f":"MIN(AP529,360/'Roof Bay Analysis'!$I$51*AR529)","v":780},27]
[43028.087399999997,43028.131099999999,43,null,28,"LH",13,"28LH13",874,1311,543,{"$f":"MIN(I530,360/'Roof Bay Analysis'!$I$51*K530)","v":814.5},30,null,null,null,null,null,null,null,null,null,null,null,null,null,null,null,null,null,null,null,null,null,43028.081449999998,43,null,28,"LH",13,"28LH13",874,1311,543,{"$f":"MIN(AP530,360/'Roof Bay Analysis'!$I$51*AR530)","v":814.5},30]
[43032.039140624998,43032.058710937497,43,null,32,"LH",6,"32LH 6",391.40625,587.109375,285.91375732421875,{"$f":"MIN(I531,360/'Roof Bay Analysis'!$I$51*K531)","v":391.40625},14,null,null,null,null,null,null,null,null,null,null,null,null,null,null,null,null,null,null,null,null,null,43032.039140624998,43,null,32,"LH",6,"32LH 6",391.40625,587.109375,285.91375732421875,{"$f":"MIN(AP531,360/'Roof Bay Analysis'!$I$51*AR531)","v":391.40625},14]
[43032.044062499997,43032.06609375,43,null,32,"LH",7,"32LH 7",440.625,660.9375,318.43475341796875,{"$f":"MIN(I532,360/'Roof Bay Analysis'!$I$51*K532)","v":440.625},16,null,null,null,null,null,null,null,null,null,null,null,null,null,null,null,null,null,null,null,null,null,43032.044062499997,43,null,32,"LH",7,"32LH 7",440.625,660.9375,318.43475341796875,{"$f":"MIN(AP532,360/'Roof Bay Analysis'!$I$51*AR532)","v":440.625},16]
[43032.047812500001,43032.071718749998,43,null,32,"LH",8,"32LH 8",478.125,717.1875,345.53558349609375,{"$f":"MIN(I533,360/'Roof Bay Analysis'!$I$51*K533)","v":478.125},17,null,null,null,null,null,null,null,null,null,null,null,null,null,null,null,null,null,null,null,null,null,43032.047812500001,43,null,32,"LH",8,"32LH 8",478.125,717.1875,345.53558349609375,{"$f":"MIN(AP533,360/'Roof Bay Analysis'!$I$51*AR533)","v":478.125},17]
[43032.06,43032.09,43,null,32,"LH",9,"32LH 9",600,900,432.25823974609375,{"$f":"MIN(I534,360/'Roof Bay Analysis'!$I$51*K534)","v":600},21,null,null,null,null,null,null,null,null,null,null,null,null,null,null,null,null,null,null,null,null,null,43032.06,43,null,32,"LH",9,"32LH 9",600,900,432.25823974609375,{"$f":"MIN(AP534,360/'Roof Bay Analysis'!$I$51*AR534)","v":600},21]
[43032.066328125002,43032.099492187503,43,null,32,"LH",10,"32LH10",663.28125,994.921875,476.974609375,{"$f":"MIN(I535,360/'Roof Bay Analysis'!$I$51*K535)","v":663.28125},21,null,null,null,null,null,null,null,null,null,null,null,null,null,null,null,null,null,null,null,null,null,43032.066328125002,43,null,32,"LH",10,"32LH10",663.28125,994.921875,476.974609375,{"$f":"MIN(AP535,360/'Roof Bay Analysis'!$I$51*AR535)","v":663.28125},21]
[43032.072656249999,43032.108984375001,43,null,32,"LH",11,"32LH11",726.5625,1089.84375,521.69097900390625,{"$f":"MIN(I536,360/'Roof Bay Analysis'!$I$51*K536)","v":726.5625},24,null,null,null,null,null,null,null,null,null,null,null,null,null,null,null,null,null,null,null,null,null,43032.072656249999,43,null,32,"LH",11,"32LH11",726.5625,1089.84375,521.69097900390625,{"$f":"MIN(AP536,360/'Roof Bay Analysis'!$I$51*AR536)","v":726.5625},24]
[43032.085312499999,43032.127968749999,43,null,32,"LH",12,"32LH12",853.125,1279.6875,609.7686767578125,{"$f":"MIN(I537,360/'Roof Bay Analysis'!$I$51*K537)","v":853.125},27,null,null,null,null,null,null,null,null,null,null,null,null,null,null,null,null,null,null,null,null,null,43032.085312499999,43,null,32,"LH",12,"32LH12",853.125,1279.6875,609.7686767578125,{"$f":"MIN(AP537,360/'Roof Bay Analysis'!$I$51*AR537)","v":853.125},27]
[43032.095156249998,43032.142734374997,43,null,32,"LH",13,"32LH13",951.5625,1427.34375,677.520751953125,{"$f":"MIN(I538,360/'Roof Bay Analysis'!$I$51*K538)","v":951.5625},30,null,null,null,null,null,null,null,null,null,null,null,null,null,null,null,null,null,null,null,null,null,43032.095156249998,43,null,32,"LH",13,"32LH13",951.5625,1427.34375,677.520751953125,{"$f":"MIN(AP538,360/'Roof Bay Analysis'!$I$51*AR538)","v":951.5625},30]
[43032.09796875,43032.146953124997,43,null,32,"LH",14,"32LH14",979.6875,1469.53125,697.84637451171875,{"$f":"MIN(I539,360/'Roof Bay Analysis'!$I$51*K539)","v":979.6875},33,null,null,null,null,null,null,null,null,null,null,null,null,null,null,null,null,null,null,null,null,null,43032.09796875,43,null,32,"LH",14,"32LH14",979.6875,1469.53125,697.84637451171875,{"$f":"MIN(AP539,360/'Roof Bay Analysis'!$I$51*AR539)","v":979.6875},33]
[43032.10125,43032.151875000003,43,null,32,"LH",15,"32LH15",1012.5,1518.75,720.882080078125,{"$f":"MIN(I540,360/'Roof Bay Analysis'!$I$51*K540)","v":1012.5},35,null,null,null,null,null,null,null,null,null,null,null,null,null,null,null,null,null,null,null,null,null,43032.10125,43,null,32,"LH",15,"32LH15",1012.5,1518.75,720.882080078125,{"$f":"MIN(AP540,360/'Roof Bay Analysis'!$I$51*AR540)","v":1012.5},35]
[43036.039375,43036.059062499997,43,null,36,"LH",7,"36LH 7",393.75,590.625,323.32965087890625,{"$f":"MIN(I541,360/'Roof Bay Analysis'!$I$51*K541)","v":393.75},16,null,null,null,null,null,null,null,null,null,null,null,null,null,null,null,null,null,null,null,null,null,43036.039375,43,null,36,"LH",7,"36LH 7",393.75,590.625,323.32965087890625,{"$f":"MIN(AP541,360/'Roof Bay Analysis'!$I$51*AR541)","v":393.75},16]
[43036.043359374999,43036.065039062501,43,null,36,"LH",8,"36LH 8",433.59375,650.390625,354.3839111328125,{"$f":"MIN(I542,360/'Roof Bay Analysis'!$I$51*K542)","v":433.59375},18,null,null,null,null,null,null,null,null,null,null,null,null,null,null,null,null,null,null,null,null,null,43036.043359374999,43,null,36,"LH",8,"36LH 8",433.59375,650.390625,354.3839111328125,{"$f":"MIN(AP542,360/'Roof Bay Analysis'!$I$51*AR542)","v":433.59375},18]
[43036.055546875003,43036.0833203125,43,null,36,"LH",9,"36LH 9",555.46875,833.203125,451.20013427734375,{"$f":"MIN(I543,360/'Roof Bay Analysis'!$I$51*K543)","v":555.46875},21,null,null,null,null,null,null,null,null,null,null,null,null,null,null,null,null,null,null,null,null,null,43036.055546875003,43,null,36,"LH",9,"36LH 9",555.46875,833.203125,451.20013427734375,{"$f":"MIN(AP543,360/'Roof Bay Analysis'!$I$51*AR543)","v":555.46875},21]
[43036.061171875001,43036.091757812501,43,null,36,"LH",10,"36LH10",611.71875,917.578125,498.69488525390625,{"$f":"MIN(I544,360/'Roof Bay Analysis'!$I$51*K544)","v":611.71875},21,null,null,null,null,null,null,null,null,null,null,null,null,null,null,null,null,null,null,null,null,null,43036.061171875001,43,null,36,"LH",10,"36LH10",611.71875,917.578125,498.69488525390625,{"$f":"MIN(AP544,360/'Roof Bay Analysis'!$I$51*AR544)","v":611.71875},21]
[43036.066796874999,43036.100195312501,43,null,36,"LH",11,"36LH11",667.96875,1001.953125,542.53619384765625,{"$f":"MIN(I545,360/'Roof Bay Analysis'!$I$51*K545)","v":667.96875},23,null,null,null,null,null,null,null,null,null,null,null,null,null,null,null,null,null,null,null,null,null,43036.066796874999,43,null,36,"LH",11,"36LH11",667.96875,1001.953125,542.53619384765625,{"$f":"MIN(AP545,360/'Roof Bay Analysis'!$I$51*AR545)","v":667.96875},23]
[43036.079921875003,43036.119882812498,43,null,36,"LH",12,"36LH12",799.21875,1198.828125,646.6593017578125,{"$f":"MIN(I546,360/'Roof Bay Analysis'!$I$51*K546)","v":799.21875},25,null,null,null,null,null,null,null,null,null,null,null,null,null,null,null,null,null,null,null,null,null,43036.079921875003,43,null,36,"LH",12,"36LH12",799.21875,1198.828125,646.6593017578125,{"$f":"MIN(AP546,360/'Roof Bay Analysis'!$I$51*AR546)","v":799.21875},25]
[43036.093984375002,43036.140976562499,43,null,36,"LH",13,"36LH13",939.84375,1409.765625,758.08929443359375,{"$f":"MIN(I547,360/'Roof Bay Analysis'!$I$51*K547)","v":939.84375},30,null,null,null,null,null,null,null,null,null,null,null,null,null,null,null,null,null,null,null,null,null,43036.093984375002,43,null,36,"LH",13,"36LH13",939.84375,1409.765625,758.08929443359375,{"$f":"MIN(AP547,360/'Roof Bay Analysis'!$I$51*AR547)","v":939.84375},30]
[43036.103593749998,43036.155390624997,43,null,36,"LH",14,"36LH14",1035.9375,1553.90625,832.98486328125,{"$f":"MIN(I548,360/'Roof Bay Analysis'!$I$51*K548)","v":1035.9375},36,null,null,null,null,null,null,null,null,null,null,null,null,null,null,null,null,null,null,null,null,null,43036.103593749998,43,null,36,"LH",14,"36LH14",1035.9375,1553.90625,832.98486328125,{"$f":"MIN(AP548,360/'Roof Bay Analysis'!$I$51*AR548)","v":1035.9375},36]
[43036.109218750003,43036.163828124998,43,null,36,"LH",15,"36LH15",1092.1875,1638.28125,876.826171875,{"$f":"MIN(I549,360/'Roof Bay Analysis'!$I$51*K549)","v":1092.1875},36,null,null,null,null,null,null,null,null,null,null,null,null,null,null,null,null,null,null,null,null,null,43036.109218750003,43,null,36,"LH",15,"36LH15",1092.1875,1638.28125,876.826171875,{"$f":"MIN(AP549,360/'Roof Bay Analysis'!$I$51*AR549)","v":1092.1875},36]
[44024.038099999998,44024.057150000001,44,null,24,"LH",6,"24LH 6",381,571.5,197,{"$f":"MIN(I550,360/'Roof Bay Analysis'!$I$51*K550)","v":295.5},16,null,null,null,null,null,null,null,null,null,null,null,null,null,null,null,null,null,null,null,null,null,44024.029549999999,44,null,24,"LH",6,"24LH 6",381,571.5,197,{"$f":"MIN(AP550,360/'Roof Bay Analysis'!$I$51*AR550)","v":295.5},16]
[44024.042600000001,44024.063900000001,44,null,24,"LH",7,"24LH 7",426,639,223,{"$f":"MIN(I551,360/'Roof Bay Analysis'!$I$51*K551)","v":334.5},17,null,null,null,null,null,null,null,null,null,null,null,null,null,null,null,null,null,null,null,null,null,44024.033450000003,44,null,24,"LH",7,"24LH 7",426,639,223,{"$f":"MIN(AP551,360/'Roof Bay Analysis'!$I$51*AR551)","v":334.5},17]
[44024.0455,44024.068249999997,44,null,24,"LH",8,"24LH 8",455,682.5,238,{"$f":"MIN(I552,360/'Roof Bay Analysis'!$I$51*K552)","v":357},18,null,null,null,null,null,null,null,null,null,null,null,null,null,null,null,null,null,null,null,null,null,44024.0357,44,null,24,"LH",8,"24LH 8",455,682.5,238,{"$f":"MIN(AP552,360/'Roof Bay Analysis'!$I$51*AR552)","v":357},18]
[44024.054799999998,44024.082199999997,44,null,24,"LH",9,"24LH 9",548,822,272,{"$f":"MIN(I553,360/'Roof Bay Analysis'!$I$51*K553)","v":408},21,null,null,null,null,null,null,null,null,null,null,null,null,null,null,null,null,null,null,null,null,null,44024.040800000002,44,null,24,"LH",9,"24LH 9",548,822,272,{"$f":"MIN(AP553,360/'Roof Bay Analysis'!$I$51*AR553)","v":408},21]
[44024.060799999999,44024.091200000003,44,null,24,"LH",10,"24LH10",608,912,304,{"$f":"MIN(I554,360/'Roof Bay Analysis'!$I$51*K554)","v":456},23,null,null,null,null,null,null,null,null,null,null,null,null,null,null,null,null,null,null,null,null,null,44024.045599999998,44,null,24,"LH",10,"24LH10",608,912,304,{"$f":"MIN(AP554,360/'Roof Bay Analysis'!$I$51*AR554)","v":456},23]
[44024.0671,44024.10065,44,null,24,"LH",11,"24LH11",671,1006.5,337,{"$f":"MIN(I555,360/'Roof Bay Analysis'!$I$51*K555)","v":505.5},25,null,null,null,null,null,null,null,null,null,null,null,null,null,null,null,null,null,null,null,null,null,44024.05055,44,null,24,"LH",11,"24LH11",671,1006.5,337,{"$f":"MIN(AP555,360/'Roof Bay Analysis'!$I$51*AR555)","v":505.5},25]
[44028.0412,44028.061800000003,44,null,28,"LH",6,"28LH 6",412,618,253,{"$f":"MIN(I556,360/'Roof Bay Analysis'!$I$51*K556)","v":379.5},16,null,null,null,null,null,null,null,null,null,null,null,null,null,null,null,null,null,null,null,null,null,44028.037949999998,44,null,28,"LH",6,"28LH 6",412,618,253,{"$f":"MIN(AP556,360/'Roof Bay Analysis'!$I$51*AR556)","v":379.5},16]
[44028.046399999999,44028.069600000003,44,null,28,"LH",7,"28LH 7",464,696,285,{"$f":"MIN(I557,360/'Roof Bay Analysis'!$I$51*K557)","v":427.5},17,null,null,null,null,null,null,null,null,null,null,null,null,null,null,null,null,null,null,null,null,null,44028.042750000001,44,null,28,"LH",7,"28LH 7",464,696,285,{"$f":"MIN(AP557,360/'Roof Bay Analysis'!$I$51*AR557)","v":427.5},17]
[44028.049599999998,44028.074399999998,44,null,28,"LH",8,"28LH 8",496,744,305,{"$f":"MIN(I558,360/'Roof Bay Analysis'!$I$51*K558)","v":457.5},18,null,null,null,null,null,null,null,null,null,null,null,null,null,null,null,null,null,null,null,null,null,44028.045749999997,44,null,28,"LH",8,"28LH 8",496,744,305,{"$f":"MIN(AP558,360/'Roof Bay Analysis'!$I$51*AR558)","v":457.5},18]
[44028.061199999996,44028.091800000002,44,null,28,"LH",9,"28LH 9",612,918,375,{"$f":"MIN(I559,360/'Roof Bay Analysis'!$I$51*K559)","v":562.5},21,null,null,null,null,null,null,null,null,null,null,null,null,null,null,null,null,null,null,null,null,null,44028.056250000001,44,null,28,"LH",9,"28LH 9",612,918,375,{"$f":"MIN(AP559,360/'Roof Bay Analysis'!$I$51*AR559)","v":562.5},21]
[44028.067900000002,44028.101849999999,44,null,28,"LH",10,"28LH10",679,1018.5,414,{"$f":"MIN(I560,360/'Roof Bay Analysis'!$I$51*K560)","v":621},23,null,null,null,null,null,null,null,null,null,null,null,null,null,null,null,null,null,null,null,null,null,44028.062100000003,44,null,28,"LH",10,"28LH10",679,1018.5,414,{"$f":"MIN(AP560,360/'Roof Bay Analysis'!$I$51*AR560)","v":621},23]
[44028.073600000003,44028.110399999998,44,null,28,"LH",11,"28LH11",736,1104,448,{"$f":"MIN(I561,360/'Roof Bay Analysis'!$I$51*K561)","v":672},25,null,null,null,null,null,null,null,null,null,null,null,null,null,null,null,null,null,null,null,null,null,44028.067199999998,44,null,28,"LH",11,"28LH11",736,1104,448,{"$f":"MIN(AP561,360/'Roof Bay Analysis'!$I$51*AR561)","v":672},25]
[44028.0818,44028.1227,44,null,28,"LH",12,"28LH12",818,1227,496,{"$f":"MIN(I562,360/'Roof Bay Analysis'!$I$51*K562)","v":744},27,null,null,null,null,null,null,null,null,null,null,null,null,null,null,null,null,null,null,null,null,null,44028.074399999998,44,null,28,"LH",12,"28LH12",818,1227,496,{"$f":"MIN(AP562,360/'Roof Bay Analysis'!$I$51*AR562)","v":744},27]
[44028.085400000004,44028.128100000002,44,null,28,"LH",13,"28LH13",854,1281,518,{"$f":"MIN(I563,360/'Roof Bay Analysis'!$I$51*K563)","v":777},30,null,null,null,null,null,null,null,null,null,null,null,null,null,null,null,null,null,null,null,null,null,44028.077700000002,44,null,28,"LH",13,"28LH13",854,1281,518,{"$f":"MIN(AP563,360/'Roof Bay Analysis'!$I$51*AR563)","v":777},30]
[44032.038244274809,44032.057366412213,44,null,32,"LH",6,"32LH 6",382.44274809160305,573.66412213740455,272.96841675893012,{"$f":"MIN(I564,360/'Roof Bay Analysis'!$I$51*K564)","v":382.44274809160305},14,null,null,null,null,null,null,null,null,null,null,null,null,null,null,null,null,null,null,null,null,null,44032.038244274809,44,null,32,"LH",6,"32LH 6",382.44274809160305,573.66412213740455,272.96841675893012,{"$f":"MIN(AP564,360/'Roof Bay Analysis'!$I$51*AR564)","v":382.44274809160305},14]
[44032.043053435118,44032.06458015267,44,null,32,"LH",7,"32LH 7",430.53435114503816,645.80152671755718,304.01695705378472,{"$f":"MIN(I565,360/'Roof Bay Analysis'!$I$51*K565)","v":430.53435114503816},16,null,null,null,null,null,null,null,null,null,null,null,null,null,null,null,null,null,null,null,null,null,44032.043053435118,44,null,32,"LH",7,"32LH 7",430.53435114503816,645.80152671755718,304.01695705378472,{"$f":"MIN(AP565,360/'Roof Bay Analysis'!$I$51*AR565)","v":430.53435114503816},16]
[44032.046717557248,44032.070076335876,44,null,32,"LH",8,"32LH 8",467.17557251908397,700.76335877862596,329.89074063283027,{"$f":"MIN(I566,360/'Roof Bay Analysis'!$I$51*K566)","v":467.17557251908397},17,null,null,null,null,null,null,null,null,null,null,null,null,null,null,null,null,null,null,null,null,null,44032.046717557248,44,null,32,"LH",8,"32LH 8",467.17557251908397,700.76335877862596,329.89074063283027,{"$f":"MIN(AP566,360/'Roof Bay Analysis'!$I$51*AR566)","v":467.17557251908397},17]
[44032.058625954196,44032.087938931298,44,null,32,"LH",9,"32LH 9",586.25954198473278,879.38931297709917,412.68684808577586,{"$f":"MIN(I567,360/'Roof Bay Analysis'!$I$51*K567)","v":586.25954198473278},21,null,null,null,null,null,null,null,null,null,null,null,null,null,null,null,null,null,null,null,null,null,44032.058625954196,44,null,32,"LH",9,"32LH 9",586.25954198473278,879.38931297709917,412.68684808577586,{"$f":"MIN(AP567,360/'Roof Bay Analysis'!$I$51*AR567)","v":586.25954198473278},21]
[44032.064809160307,44032.097213740461,44,null,32,"LH",10,"32LH10",648.09160305343516,972.13740458015275,455.37859099120095,{"$f":"MIN(I568,360/'Roof Bay Analysis'!$I$51*K568)","v":648.09160305343516},21,null,null,null,null,null,null,null,null,null,null,null,null,null,null,null,null,null,null,null,null,null,44032.064809160307,44,null,32,"LH",10,"32LH10",648.09160305343516,972.13740458015275,455.37859099120095,{"$f":"MIN(AP568,360/'Roof Bay Analysis'!$I$51*AR568)","v":648.09160305343516},21]
[44032.070992366411,44032.106488549616,44,null,32,"LH",11,"32LH11",709.92366412213744,1064.8854961832062,498.0703338966261,{"$f":"MIN(I569,360/'Roof Bay Analysis'!$I$51*K569)","v":709.92366412213744},24,null,null,null,null,null,null,null,null,null,null,null,null,null,null,null,null,null,null,null,null,null,44032.070992366411,44,null,32,"LH",11,"32LH11",709.92366412213744,1064.8854961832062,498.0703338966261,{"$f":"MIN(AP569,360/'Roof Bay Analysis'!$I$51*AR569)","v":709.92366412213744},24]
[44032.083358778626,44032.125038167942,44,null,32,"LH",12,"32LH12",833.58778625954199,1250.3816793893129,582.16013052852395,{"$f":"MIN(I570,360/'Roof Bay Analysis'!$I$51*K570)","v":833.58778625954199},27,null,null,null,null,null,null,null,null,null,null,null,null,null,null,null,null,null,null,null,null,null,44032.083358778626,44,null,32,"LH",12,"32LH12",833.58778625954199,1250.3816793893129,582.16013052852395,{"$f":"MIN(AP570,360/'Roof Bay Analysis'!$I$51*AR570)","v":833.58778625954199},27]
[44032.092977099237,44032.139465648856,44,null,32,"LH",13,"32LH13",929.7709923664122,1394.6564885496182,646.8445894761378,{"$f":"MIN(I571,360/'Roof Bay Analysis'!$I$51*K571)","v":929.7709923664122},30,null,null,null,null,null,null,null,null,null,null,null,null,null,null,null,null,null,null,null,null,null,44032.092977099237,44,null,32,"LH",13,"32LH13",929.7709923664122,1394.6564885496182,646.8445894761378,{"$f":"MIN(AP571,360/'Roof Bay Analysis'!$I$51*AR571)","v":929.7709923664122},30]
[44032.09572519084,44032.14358778626,44,null,32,"LH",14,"32LH14",957.25190839694653,1435.8778625954199,666.24992716042186,{"$f":"MIN(I572,360/'Roof Bay Analysis'!$I$51*K572)","v":957.25190839694653},33,null,null,null,null,null,null,null,null,null,null,null,null,null,null,null,null,null,null,null,null,null,44032.09572519084,44,null,32,"LH",14,"32LH14",957.25190839694653,1435.8778625954199,666.24992716042186,{"$f":"MIN(AP572,360/'Roof Bay Analysis'!$I$51*AR572)","v":957.25190839694653},33]
[44032.098931297711,44032.148396946563,44,null,32,"LH",15,"32LH15",989.3129770992366,1483.969465648855,688.24264320261057,{"$f":"MIN(I573,360/'Roof Bay Analysis'!$I$51*K573)","v":989.3129770992366},35,null,null,null,null,null,null,null,null,null,null,null,null,null,null,null,null,null,null,null,null,null,44032.098931297711,44,null,32,"LH",15,"32LH15",989.3129770992366,1483.969465648855,688.24264320261057,{"$f":"MIN(AP573,360/'Roof Bay Analysis'!$I$51*AR573)","v":989.3129770992366},35]
[44036.038473282446,44036.057709923662,44,null,36,"LH",7,"36LH 7",384.73282442748092,577.09923664122141,308.69022784220033,{"$f":"MIN(I574,360/'Roof Bay Analysis'!$I$51*K574)","v":384.73282442748092},16,null,null,null,null,null,null,null,null,null,null,null,null,null,null,null,null,null,null,null,null,null,44036.038473282446,44,null,36,"LH",7,"36LH 7",384.73282442748092,577.09923664122141,308.69022784220033,{"$f":"MIN(AP574,360/'Roof Bay Analysis'!$I$51*AR574)","v":384.73282442748092},16]
[44036.042366412214,44036.063549618324,44,null,36,"LH",8,"36LH 8",423.6641221374046,635.49618320610693,338.338441815745,{"$f":"MIN(I575,360/'Roof Bay Analysis'!$I$51*K575)","v":423.6641221374046},18,null,null,null,null,null,null,null,null,null,null,null,null,null,null,null,null,null,null,null,null,null,44036.042366412214,44,null,36,"LH",8,"36LH 8",423.6641221374046,635.49618320610693,338.338441815745,{"$f":"MIN(AP575,360/'Roof Bay Analysis'!$I$51*AR575)","v":423.6641221374046},18]
[44036.054274809161,44036.081412213738,44,null,36,"LH",9,"36LH 9",542.74809160305347,814.12213740458014,430.77110890973722,{"$f":"MIN(I576,360/'Roof Bay Analysis'!$I$51*K576)","v":542.74809160305347},21,null,null,null,null,null,null,null,null,null,null,null,null,null,null,null,null,null,null,null,null,null,44036.054274809161,44,null,36,"LH",9,"36LH 9",542.74809160305347,814.12213740458014,430.77110890973722,{"$f":"MIN(AP576,360/'Roof Bay Analysis'!$I$51*AR576)","v":542.74809160305347},21]
[44036.059770992368,44036.089656488548,44,null,36,"LH",10,"36LH10",597.70992366412213,896.56488549618325,476.11543616339372,{"$f":"MIN(I577,360/'Roof Bay Analysis'!$I$51*K577)","v":597.70992366412213},21,null,null,null,null,null,null,null,null,null,null,null,null,null,null,null,null,null,null,null,null,null,44036.059770992368,44,null,36,"LH",10,"36LH10",597.70992366412213,896.56488549618325,476.11543616339372,{"$f":"MIN(AP577,360/'Roof Bay Analysis'!$I$51*AR577)","v":597.70992366412213},21]
[44036.065267175574,44036.097900763358,44,null,36,"LH",11,"36LH11",652.67175572519079,979.00763358778613,517.97173824369213,{"$f":"MIN(I578,360/'Roof Bay Analysis'!$I$51*K578)","v":652.67175572519079},23,null,null,null,null,null,null,null,null,null,null,null,null,null,null,null,null,null,null,null,null,null,44036.065267175574,44,null,36,"LH",11,"36LH11",652.67175572519079,979.00763358778613,517.97173824369213,{"$f":"MIN(AP578,360/'Roof Bay Analysis'!$I$51*AR578)","v":652.67175572519079},23]
[44036.078091603056,44036.117137404581,44,null,36,"LH",12,"36LH12",780.91603053435119,1171.3740458015268,617.38045568440066,{"$f":"MIN(I579,360/'Roof Bay Analysis'!$I$51*K579)","v":780.91603053435119},25,null,null,null,null,null,null,null,null,null,null,null,null,null,null,null,null,null,null,null,null,null,44036.078091603056,44,null,36,"LH",12,"36LH12",780.91603053435119,1171.3740458015268,617.38045568440066,{"$f":"MIN(AP579,360/'Roof Bay Analysis'!$I$51*AR579)","v":780.91603053435119},25]
[{"$f":"C580*1000+E580+I580/10000","v":44036.091832061065},{"$f":"C580*1000+E580+J580/10000","v":44036.137748091605},44,null,36,"LH",13,"36LH13",918.32061068702285,{"$f":"1.5*I580","v":1377.4809160305342},723.76522347182561,{"$f":"MIN(I580,360/'Roof Bay Analysis'!$I$51*K580)","v":918.32061068702285},30,null,null,null,null,null,null,null,null,null,null,null,null,null,null,null,null,null,null,null,null,null,{"$f":"AJ580*1000+AL580+AS580/10000","v":44036.091832061065},44,null,36,"LH",13,"36LH13",918.32061068702285,{"$f":"1.5*AP580","v":1377.4809160305342},723.76522347182561,{"$f":"MIN(AP580,360/'Roof Bay Analysis'!$I$51*AR580)","v":918.32061068702285},30]
[44036.101221374047,44036.15183206107,44,null,{"$f":"VALUE(LEFT(H581,2))","v":36},{"$f":"MID(H581,3,LEN(H581)-4)","v":"LH"},{"$f":"VALUE(RIGHT(H581,2))","v":14},"36LH14",1012.2137404580153,1518.320610687023,795.26973952566868,{"$f":"MIN(I581,360/'Roof Bay Analysis'!$I$51*K581)","v":1012.2137404580153},36,null,null,null,null,null,null,null,null,null,null,null,null,null,null,null,null,null,null,null,null,null,44036.101221374047,44,null,{"$f":"VALUE(LEFT(AO581,2))","v":36},{"$f":"MID(AO581,3,LEN(AO581)-4)","v":"LH"},{"$f":"VALUE(RIGHT(AO581,2))","v":14},"36LH14",1012.2137404580153,1518.320610687023,795.26973952566868,{"$f":"MIN(AP581,360/'Roof Bay Analysis'!$I$51*AR581)","v":1012.2137404580153},36]
[44036.106717557253,44036.16007633588,44,null,36,"LH",15,"36LH15",1067.175572519084,1600.7633587786258,837.12604160596698,{"$f":"MIN(I582,360/'Roof Bay Analysis'!$I$51*K582)","v":1067.175572519084},36,null,null,null,null,null,null,null,null,null,null,null,null,null,null,null,null,null,null,null,null,null,44036.106717557253,44,null,36,"LH",15,"36LH15",1067.175572519084,1600.7633587786258,837.12604160596698,{"$f":"MIN(AP582,360/'Roof Bay Analysis'!$I$51*AR582)","v":1067.175572519084},36]
[45024.040699999998,45024.061049999997,45,null,24,"LH",7,"24LH 7",407,610.5,208,{"$f":"MIN(I583,360/'Roof Bay Analysis'!$I$51*K583)","v":312},17,null,null,null,null,null,null,null,null,null,null,null,null,null,null,null,null,null,null,null,null,null,45024.031199999998,45,null,24,"LH",7,"24LH 7",407,610.5,208,{"$f":"MIN(AP583,360/'Roof Bay Analysis'!$I$51*AR583)","v":312},17]
[45024.0435,45024.06525,45,null,24,"LH",8,"24LH 8",435,652.5,222,{"$f":"MIN(I584,360/'Roof Bay Analysis'!$I$51*K584)","v":333},18,null,null,null,null,null,null,null,null,null,null,null,null,null,null,null,null,null,null,null,null,null,45024.033300000003,45,null,24,"LH",8,"24LH 8",435,652.5,222,{"$f":"MIN(AP584,360/'Roof Bay Analysis'!$I$51*AR584)","v":333},18]
[45024.0524,45024.078600000001,45,null,24,"LH",9,"24LH 9",524,786,254,{"$f":"MIN(I585,360/'Roof Bay Analysis'!$I$51*K585)","v":381},21,null,null,null,null,null,null,null,null,null,null,null,null,null,null,null,null,null,null,null,null,null,45024.038099999998,45,null,24,"LH",9,"24LH 9",524,786,254,{"$f":"MIN(AP585,360/'Roof Bay Analysis'!$I$51*AR585)","v":381},21]
[45024.058199999999,45024.087299999999,45,null,24,"LH",10,"24LH10",582,873,285,{"$f":"MIN(I586,360/'Roof Bay Analysis'!$I$51*K586)","v":427.5},23,null,null,null,null,null,null,null,null,null,null,null,null,null,null,null,null,null,null,null,null,null,45024.042750000001,45,null,24,"LH",10,"24LH10",582,873,285,{"$f":"MIN(AP586,360/'Roof Bay Analysis'!$I$51*AR586)","v":427.5},23]
[45024.064200000001,45024.096299999997,45,null,24,"LH",11,"24LH11",642,963,315,{"$f":"MIN(I587,360/'Roof Bay Analysis'!$I$51*K587)","v":472.5},25,null,null,null,null,null,null,null,null,null,null,null,null,null,null,null,null,null,null,null,null,null,45024.047250000003,45,null,24,"LH",11,"24LH11",642,963,315,{"$f":"MIN(AP587,360/'Roof Bay Analysis'!$I$51*AR587)","v":472.5},25]
[45028.039499999999,45028.059249999998,45,null,28,"LH",6,"28LH 6",395,592.5,238,{"$f":"MIN(I588,360/'Roof Bay Analysis'!$I$51*K588)","v":357},16,null,null,null,null,null,null,null,null,null,null,null,null,null,null,null,null,null,null,null,null,null,45028.0357,45,null,28,"LH",6,"28LH 6",395,592.5,238,{"$f":"MIN(AP588,360/'Roof Bay Analysis'!$I$51*AR588)","v":357},16]
[45028.044500000004,45028.066749999998,45,null,28,"LH",7,"28LH 7",445,667.5,267,{"$f":"MIN(I589,360/'Roof Bay Analysis'!$I$51*K589)","v":400.5},17,null,null,null,null,null,null,null,null,null,null,null,null,null,null,null,null,null,null,null,null,null,45028.040050000003,45,null,28,"LH",7,"28LH 7",445,667.5,267,{"$f":"MIN(AP589,360/'Roof Bay Analysis'!$I$51*AR589)","v":400.5},17]
[45028.047500000001,45028.071250000001,45,null,28,"LH",8,"28LH 8",475,712.5,285,{"$f":"MIN(I590,360/'Roof Bay Analysis'!$I$51*K590)","v":427.5},18,null,null,null,null,null,null,null,null,null,null,null,null,null,null,null,null,null,null,null,null,null,45028.042750000001,45,null,28,"LH",8,"28LH 8",475,712.5,285,{"$f":"MIN(AP590,360/'Roof Bay Analysis'!$I$51*AR590)","v":427.5},18]
[45028.058599999997,45028.087899999999,45,null,28,"LH",9,"28LH 9",586,879,351,{"$f":"MIN(I591,360/'Roof Bay Analysis'!$I$51*K591)","v":526.5},21,null,null,null,null,null,null,null,null,null,null,null,null,null,null,null,null,null,null,null,null,null,45028.052649999998,45,null,28,"LH",9,"28LH 9",586,879,351,{"$f":"MIN(AP591,360/'Roof Bay Analysis'!$I$51*AR591)","v":526.5},21]
[45028.0651,45028.097650000003,45,null,28,"LH",10,"28LH10",651,976.5,388,{"$f":"MIN(I592,360/'Roof Bay Analysis'!$I$51*K592)","v":582},23,null,null,null,null,null,null,null,null,null,null,null,null,null,null,null,null,null,null,null,null,null,45028.058199999999,45,null,28,"LH",10,"28LH10",651,976.5,388,{"$f":"MIN(AP592,360/'Roof Bay Analysis'!$I$51*AR592)","v":582},23]
[45028.071100000001,45028.106650000002,45,null,28,"LH",11,"28LH11",711,1066.5,423,{"$f":"MIN(I593,360/'Roof Bay Analysis'!$I$51*K593)","v":634.5},25,null,null,null,null,null,null,null,null,null,null,null,null,null,null,null,null,null,null,null,null,null,45028.063450000001,45,null,28,"LH",11,"28LH11",711,1066.5,423,{"$f":"MIN(AP593,360/'Roof Bay Analysis'!$I$51*AR593)","v":634.5},25]
[45028.08,45028.12,45,null,28,"LH",12,"28LH12",800,1200,476,{"$f":"MIN(I594,360/'Roof Bay Analysis'!$I$51*K594)","v":714},27,null,null,null,null,null,null,null,null,null,null,null,null,null,null,null,null,null,null,null,null,null,45028.071400000001,45,null,28,"LH",12,"28LH12",800,1200,476,{"$f":"MIN(AP594,360/'Roof Bay Analysis'!$I$51*AR594)","v":714},27]
[45028.083500000001,45028.125249999997,45,null,28,"LH",13,"28LH13",835,1252.5,495,{"$f":"MIN(I595,360/'Roof Bay Analysis'!$I$51*K595)","v":742.5},30,null,null,null,null,null,null,null,null,null,null,null,null,null,null,null,null,null,null,null,null,null,45028.074249999998,45,null,28,"LH",13,"28LH13",835,1252.5,495,{"$f":"MIN(AP595,360/'Roof Bay Analysis'!$I$51*AR595)","v":742.5},30]
[45032.037388059704,45032.056082089555,45,null,32,"LH",6,"32LH 6",373.8805970149254,560.82089552238813,260.88276899086657,{"$f":"MIN(I596,360/'Roof Bay Analysis'!$I$51*K596)","v":373.8805970149254},14,null,null,null,null,null,null,null,null,null,null,null,null,null,null,null,null,null,null,null,null,null,45032.037388059704,45,null,32,"LH",6,"32LH 6",373.8805970149254,560.82089552238813,260.88276899086657,{"$f":"MIN(AP596,360/'Roof Bay Analysis'!$I$51*AR596)","v":373.8805970149254},14]
[45032.04208955224,45032.06313432836,45,null,32,"LH",7,"32LH 7",420.8955223880597,631.3432835820895,290.5566384495433,{"$f":"MIN(I597,360/'Roof Bay Analysis'!$I$51*K597)","v":420.8955223880597},16,null,null,null,null,null,null,null,null,null,null,null,null,null,null,null,null,null,null,null,null,null,45032.04208955224,45,null,32,"LH",7,"32LH 7",420.8955223880597,631.3432835820895,290.5566384495433,{"$f":"MIN(AP597,360/'Roof Bay Analysis'!$I$51*AR597)","v":420.8955223880597},16]
[45032.04567164179,45032.068507462689,45,null,32,"LH",8,"32LH 8",456.71641791044777,685.07462686567169,315.28486299844064,{"$f":"MIN(I598,360/'Roof Bay Analysis'!$I$51*K598)","v":456.71641791044777},17,null,null,null,null,null,null,null,null,null,null,null,null,null,null,null,null,null,null,null,null,null,45032.04567164179,45,null,32,"LH",8,"32LH 8",456.71641791044777,685.07462686567169,315.28486299844064,{"$f":"MIN(AP598,360/'Roof Bay Analysis'!$I$51*AR598)","v":456.71641791044777},17]
[45032.057313432837,45032.085970149252,45,null,32,"LH",9,"32LH 9",573.1343283582089,859.70149253731336,394.41518155491201,{"$f":"MIN(I599,360/'Roof Bay Analysis'!$I$51*K599)","v":573.1343283582089},21,null,null,null,null,null,null,null,null,null,null,null,null,null,null,null,null,null,null,null,null,null,45032.057313432837,45,null,32,"LH",9,"32LH 9",573.1343283582089,859.70149253731336,394.41518155491201,{"$f":"MIN(AP599,360/'Roof Bay Analysis'!$I$51*AR599)","v":573.1343283582089},21]
[45032.063358208958,45032.095037313433,45,null,32,"LH",10,"32LH10",633.58208955223881,950.37313432835822,435.21675206059257,{"$f":"MIN(I600,360/'Roof Bay Analysis'!$I$51*K600)","v":633.58208955223881},21,null,null,null,null,null,null,null,null,null,null,null,null,null,null,null,null,null,null,null,null,null,45032.063358208958,45,null,32,"LH",10,"32LH10",633.58208955223881,950.37313432835822,435.21675206059257,{"$f":"MIN(AP600,360/'Roof Bay Analysis'!$I$51*AR600)","v":633.58208955223881},21]
[45032.069402985071,45032.104104477614,45,null,32,"LH",11,"32LH11",694.02985074626861,1041.044776119403,476.01832256627313,{"$f":"MIN(I601,360/'Roof Bay Analysis'!$I$51*K601)","v":694.02985074626861},24,null,null,null,null,null,null,null,null,null,null,null,null,null,null,null,null,null,null,null,null,null,45032.069402985071,45,null,32,"LH",11,"32LH11",694.02985074626861,1041.044776119403,476.01832256627313,{"$f":"MIN(AP601,360/'Roof Bay Analysis'!$I$51*AR601)","v":694.02985074626861},24]
[45032.081492537312,45032.122238805969,45,null,32,"LH",12,"32LH12",814.92537313432831,1222.3880597014925,556.38505235018931,{"$f":"MIN(I602,360/'Roof Bay Analysis'!$I$51*K602)","v":814.92537313432831},27,null,null,null,null,null,null,null,null,null,null,null,null,null,null,null,null,null,null,null,null,null,45032.081492537312,45,null,32,"LH",12,"32LH12",814.92537313432831,1222.3880597014925,556.38505235018931,{"$f":"MIN(AP602,360/'Roof Bay Analysis'!$I$51*AR602)","v":814.92537313432831},27]
[45032.090895522386,45032.136343283579,45,null,32,"LH",13,"32LH13",908.95522388059703,1363.4328358208954,618.20561372243264,{"$f":"MIN(I603,360/'Roof Bay Analysis'!$I$51*K603)","v":908.95522388059703},30,null,null,null,null,null,null,null,null,null,null,null,null,null,null,null,null,null,null,null,null,null,45032.090895522386,45,null,32,"LH",13,"32LH13",908.95522388059703,1363.4328358208954,618.20561372243264,{"$f":"MIN(AP603,360/'Roof Bay Analysis'!$I$51*AR603)","v":908.95522388059703},30]
[45032.093582089554,45032.140373134331,45,null,32,"LH",14,"32LH14",935.82089552238801,1403.731343283582,636.75178213410561,{"$f":"MIN(I604,360/'Roof Bay Analysis'!$I$51*K604)","v":935.82089552238801},33,null,null,null,null,null,null,null,null,null,null,null,null,null,null,null,null,null,null,null,null,null,45032.093582089554,45,null,32,"LH",14,"32LH14",935.82089552238801,1403.731343283582,636.75178213410561,{"$f":"MIN(AP604,360/'Roof Bay Analysis'!$I$51*AR604)","v":935.82089552238801},33]
[45032.096716417909,45032.145074626867,45,null,32,"LH",15,"32LH15",967.16417910447763,1450.7462686567164,657.77077300066833,{"$f":"MIN(I605,360/'Roof Bay Analysis'!$I$51*K605)","v":967.16417910447763},35,null,null,null,null,null,null,null,null,null,null,null,null,null,null,null,null,null,null,null,null,null,45032.096716417909,45,null,32,"LH",15,"32LH15",967.16417910447763,1450.7462686567164,657.77077300066833,{"$f":"MIN(AP605,360/'Roof Bay Analysis'!$I$51*AR605)","v":967.16417910447763},35]
[45036.037611940301,45036.056417910448,45,null,36,"LH",7,"36LH 7",376.1194029850746,564.17910447761187,295.02300066830031,{"$f":"MIN(I606,360/'Roof Bay Analysis'!$I$51*K606)","v":376.1194029850746},16,null,null,null,null,null,null,null,null,null,null,null,null,null,null,null,null,null,null,null,null,null,45036.037611940301,45,null,36,"LH",7,"36LH 7",376.1194029850746,564.17910447761187,295.02300066830031,{"$f":"MIN(AP606,360/'Roof Bay Analysis'!$I$51*AR606)","v":376.1194029850746},16]
[45036.041417910448,45036.062126865669,45,null,36,"LH",8,"36LH 8",414.17910447761193,621.26865671641792,323.35854310536865,{"$f":"MIN(I607,360/'Roof Bay Analysis'!$I$51*K607)","v":414.17910447761193},18,null,null,null,null,null,null,null,null,null,null,null,null,null,null,null,null,null,null,null,null,null,45036.041417910448,45,null,36,"LH",8,"36LH 8",414.17910447761193,621.26865671641792,323.35854310536865,{"$f":"MIN(AP607,360/'Roof Bay Analysis'!$I$51*AR607)","v":414.17910447761193},18]
[45036.053059701495,45036.079589552239,45,null,36,"LH",9,"36LH 9",530.59701492537317,795.89552238805982,411.69876364446424,{"$f":"MIN(I608,360/'Roof Bay Analysis'!$I$51*K608)","v":530.59701492537317},21,null,null,null,null,null,null,null,null,null,null,null,null,null,null,null,null,null,null,null,null,null,45036.053059701495,45,null,36,"LH",9,"36LH 9",530.59701492537317,795.89552238805982,411.69876364446424,{"$f":"MIN(AP608,360/'Roof Bay Analysis'!$I$51*AR608)","v":530.59701492537317},21]
[45036.058432835824,45036.087649253728,45,null,36,"LH",10,"36LH10",584.32835820895525,876.49253731343288,455.03547560703942,{"$f":"MIN(I609,360/'Roof Bay Analysis'!$I$51*K609)","v":584.32835820895525},21,null,null,null,null,null,null,null,null,null,null,null,null,null,null,null,null,null,null,null,null,null,45036.058432835824,45,null,36,"LH",10,"36LH10",584.32835820895525,876.49253731343288,455.03547560703942,{"$f":"MIN(AP609,360/'Roof Bay Analysis'!$I$51*AR609)","v":584.32835820895525},21]
[45036.063805970152,45036.095708955225,45,null,36,"LH",11,"36LH11",638.05970149253733,957.08955223880594,495.03859434172421,{"$f":"MIN(I610,360/'Roof Bay Analysis'!$I$51*K610)","v":638.05970149253733},23,null,null,null,null,null,null,null,null,null,null,null,null,null,null,null,null,null,null,null,null,null,45036.063805970152,45,null,36,"LH",11,"36LH11",638.05970149253733,957.08955223880594,495.03859434172421,{"$f":"MIN(AP610,360/'Roof Bay Analysis'!$I$51*AR610)","v":638.05970149253733},23]
[45036.076343283581,45036.114514925372,45,null,36,"LH",12,"36LH12",763.43283582089555,1145.1492537313434,590.04600133660063,{"$f":"MIN(I611,360/'Roof Bay Analysis'!$I$51*K611)","v":763.43283582089555},25,null,null,null,null,null,null,null,null,null,null,null,null,null,null,null,null,null,null,null,null,null,45036.076343283581,45,null,36,"LH",12,"36LH12",763.43283582089555,1145.1492537313434,590.04600133660063,{"$f":"MIN(AP611,360/'Roof Bay Analysis'!$I$51*AR611)","v":763.43283582089555},25]
[45036.089776119406,45036.134664179102,45,null,36,"LH",13,"36LH13",897.7611940298508,1346.6417910447763,691.72059478725771,{"$f":"MIN(I612,360/'Roof Bay Analysis'!$I$51*K612)","v":897.7611940298508},30,null,null,null,null,null,null,null,null,null,null,null,null,null,null,null,null,null,null,null,null,null,45036.089776119406,45,null,36,"LH",13,"36LH13",897.7611940298508,1346.6417910447763,691.72059478725771,{"$f":"MIN(AP612,360/'Roof Bay Analysis'!$I$51*AR612)","v":897.7611940298508},30]
[45036.098955223883,45036.14843283582,45,null,36,"LH",14,"36LH14",989.55223880597021,1484.3283582089553,760.0592559590109,{"$f":"MIN(I613,360/'Roof Bay Analysis'!$I$51*K613)","v":989.55223880597021},36,null,null,null,null,null,null,null,null,null,null,null,null,null,null,null,null,null,null,null,null,null,45036.098955223883,45,null,36,"LH",14,"36LH14",989.55223880597021,1484.3283582089553,760.0592559590109,{"$f":"MIN(AP613,360/'Roof Bay Analysis'!$I$51*AR613)","v":989.55223880597021},36]
[45036.104328358211,45036.156492537317,45,null,36,"LH",15,"36LH15",1043.2835820895523,1564.9253731343283,800.06237469369569,{"$f":"MIN(I614,360/'Roof Bay Analysis'!$I$51*K614)","v":1043.2835820895523},36,null,null,null,null,null,null,null,null,null,null,null,null,null,null,null,null,null,null,null,null,null,45036.104328358211,45,null,36,"LH",15,"36LH15",1043.2835820895523,1564.9253731343283,800.06237469369569,{"$f":"MIN(AP614,360/'Roof Bay Analysis'!$I$51*AR614)","v":1043.2835820895523},36]
[46024.0389,46024.058349999999,46,null,24,"LH",7,"24LH 7",389,583.5,195,{"$f":"MIN(I615,360/'Roof Bay Analysis'!$I$51*K615)","v":292.5},17,null,null,null,null,null,null,null,null,null,null,null,null,null,null,null,null,null,null,null,null,null,46024.02925,46,null,24,"LH",7,"24LH 7",389,583.5,195,{"$f":"MIN(AP615,360/'Roof Bay Analysis'!$I$51*AR615)","v":292.5},17]
[46024.041700000002,46024.062550000002,46,null,24,"LH",8,"24LH 8",417,625.5,208,{"$f":"MIN(I616,360/'Roof Bay Analysis'!$I$51*K616)","v":312},18,null,null,null,null,null,null,null,null,null,null,null,null,null,null,null,null,null,null,null,null,null,46024.031199999998,46,null,24,"LH",8,"24LH 8",417,625.5,208,{"$f":"MIN(AP616,360/'Roof Bay Analysis'!$I$51*AR616)","v":312},18]
[46024.0501,46024.075149999997,46,null,24,"LH",9,"24LH 9",501,751.5,238,{"$f":"MIN(I617,360/'Roof Bay Analysis'!$I$51*K617)","v":357},21,null,null,null,null,null,null,null,null,null,null,null,null,null,null,null,null,null,null,null,null,null,46024.0357,46,null,24,"LH",9,"24LH 9",501,751.5,238,{"$f":"MIN(AP617,360/'Roof Bay Analysis'!$I$51*AR617)","v":357},21]
[46024.0556,46024.083400000003,46,null,24,"LH",10,"24LH10",556,834,266,{"$f":"MIN(I618,360/'Roof Bay Analysis'!$I$51*K618)","v":399},23,null,null,null,null,null,null,null,null,null,null,null,null,null,null,null,null,null,null,null,null,null,46024.039900000003,46,null,24,"LH",10,"24LH10",556,834,266,{"$f":"MIN(AP618,360/'Roof Bay Analysis'!$I$51*AR618)","v":399},23]
[46024.061600000001,46024.092400000001,46,null,24,"LH",11,"24LH11",616,924,294,{"$f":"MIN(I619,360/'Roof Bay Analysis'!$I$51*K619)","v":441},25,null,null,null,null,null,null,null,null,null,null,null,null,null,null,null,null,null,null,null,null,null,46024.044099999999,46,null,24,"LH",11,"24LH11",616,924,294,{"$f":"MIN(AP619,360/'Roof Bay Analysis'!$I$51*AR619)","v":441},25]
[46028.042699999998,46028.064050000001,46,null,28,"LH",7,"28LH 7",427,640.5,251,{"$f":"MIN(I620,360/'Roof Bay Analysis'!$I$51*K620)","v":376.5},17,null,null,null,null,null,null,null,null,null,null,null,null,null,null,null,null,null,null,null,null,null,46028.037649999998,46,null,28,"LH",7,"28LH 7",427,640.5,251,{"$f":"MIN(AP620,360/'Roof Bay Analysis'!$I$51*AR620)","v":376.5},17]
[46028.045599999998,46028.068399999996,46,null,28,"LH",8,"28LH 8",456,684,268,{"$f":"MIN(I621,360/'Roof Bay Analysis'!$I$51*K621)","v":402},18,null,null,null,null,null,null,null,null,null,null,null,null,null,null,null,null,null,null,null,null,null,46028.040200000003,46,null,28,"LH",8,"28LH 8",456,684,268,{"$f":"MIN(AP621,360/'Roof Bay Analysis'!$I$51*AR621)","v":402},18]
[46028.056299999997,46028.084450000002,46,null,28,"LH",9,"28LH 9",563,844.5,329,{"$f":"MIN(I622,360/'Roof Bay Analysis'!$I$51*K622)","v":493.5},21,null,null,null,null,null,null,null,null,null,null,null,null,null,null,null,null,null,null,null,null,null,46028.049350000001,46,null,28,"LH",9,"28LH 9",563,844.5,329,{"$f":"MIN(AP622,360/'Roof Bay Analysis'!$I$51*AR622)","v":493.5},21]
[46028.0625,46028.09375,46,null,28,"LH",10,"28LH10",625,937.5,364,{"$f":"MIN(I623,360/'Roof Bay Analysis'!$I$51*K623)","v":546},23,null,null,null,null,null,null,null,null,null,null,null,null,null,null,null,null,null,null,null,null,null,46028.054600000003,46,null,28,"LH",10,"28LH10",625,937.5,364,{"$f":"MIN(AP623,360/'Roof Bay Analysis'!$I$51*AR623)","v":546},23]
[46028.068200000002,46028.102299999999,46,null,28,"LH",11,"28LH11",682,1023,397,{"$f":"MIN(I624,360/'Roof Bay Analysis'!$I$51*K624)","v":595.5},25,null,null,null,null,null,null,null,null,null,null,null,null,null,null,null,null,null,null,null,null,null,46028.059549999998,46,null,28,"LH",11,"28LH11",682,1023,397,{"$f":"MIN(AP624,360/'Roof Bay Analysis'!$I$51*AR624)","v":595.5},25]
[46028.078200000004,46028.117299999998,46,null,28,"LH",12,"28LH12",782,1173,454,{"$f":"MIN(I625,360/'Roof Bay Analysis'!$I$51*K625)","v":681},27,null,null,null,null,null,null,null,null,null,null,null,null,null,null,null,null,null,null,null,null,null,46028.068099999997,46,null,28,"LH",12,"28LH12",782,1173,454,{"$f":"MIN(AP625,360/'Roof Bay Analysis'!$I$51*AR625)","v":681},27]
[46028.081599999998,46028.1224,46,null,28,"LH",13,"28LH13",816,1224,472,{"$f":"MIN(I626,360/'Roof Bay Analysis'!$I$51*K626)","v":708},30,null,null,null,null,null,null,null,null,null,null,null,null,null,null,null,null,null,null,null,null,null,46028.070800000001,46,null,28,"LH",13,"28LH13",816,1224,472,{"$f":"MIN(AP626,360/'Roof Bay Analysis'!$I$51*AR626)","v":708},30]
[46032.036569343065,46032.054854014597,46,null,32,"LH",6,"32LH 6",365.69343065693431,548.54014598540152,249.58234322553147,{"$f":"MIN(I627,360/'Roof Bay Analysis'!$I$51*K627)","v":365.69343065693431},14,null,null,null,null,null,null,null,null,null,null,null,null,null,null,null,null,null,null,null,null,null,46032.036569343065,46,null,32,"LH",6,"32LH 6",365.69343065693431,548.54014598540152,249.58234322553147,{"$f":"MIN(AP627,360/'Roof Bay Analysis'!$I$51*AR627)","v":365.69343065693431},14]
[46032.04116788321,46032.061751824818,46,null,32,"LH",7,"32LH 7",411.67883211678833,617.51824817518252,277.97085619905164,{"$f":"MIN(I628,360/'Roof Bay Analysis'!$I$51*K628)","v":411.67883211678833},16,null,null,null,null,null,null,null,null,null,null,null,null,null,null,null,null,null,null,null,null,null,46032.04116788321,46,null,32,"LH",7,"32LH 7",411.67883211678833,617.51824817518252,277.97085619905164,{"$f":"MIN(AP628,360/'Roof Bay Analysis'!$I$51*AR628)","v":411.67883211678833},16]
[46032.044671532843,46032.067007299273,46,null,32,"LH",8,"32LH 8",446.71532846715331,670.07299270072997,301.62795034365178,{"$f":"MIN(I629,360/'Roof Bay Analysis'!$I$51*K629)","v":446.71532846715331},17,null,null,null,null,null,null,null,null,null,null,null,null,null,null,null,null,null,null,null,null,null,46032.044671532843,46,null,32,"LH",8,"32LH 8",446.71532846715331,670.07299270072997,301.62795034365178,{"$f":"MIN(AP629,360/'Roof Bay Analysis'!$I$51*AR629)","v":446.71532846715331},17]
[46032.056058394162,46032.08408759124,46,null,32,"LH",9,"32LH 9",560.58394160583941,840.87591240875918,377.33065160637221,{"$f":"MIN(I630,360/'Roof Bay Analysis'!$I$51*K630)","v":560.58394160583941},21,null,null,null,null,null,null,null,null,null,null,null,null,null,null,null,null,null,null,null,null,null,46032.056058394162,46,null,32,"LH",9,"32LH 9",560.58394160583941,840.87591240875918,377.33065160637221,{"$f":"MIN(AP630,360/'Roof Bay Analysis'!$I$51*AR630)","v":560.58394160583941},21]
[46032.061970802919,46032.092956204382,46,null,32,"LH",10,"32LH10",619.70802919708024,929.56204379562041,416.36485694496241,{"$f":"MIN(I631,360/'Roof Bay Analysis'!$I$51*K631)","v":619.70802919708024},21,null,null,null,null,null,null,null,null,null,null,null,null,null,null,null,null,null,null,null,null,null,46032.061970802919,46,null,32,"LH",10,"32LH10",619.70802919708024,929.56204379562041,416.36485694496241,{"$f":"MIN(AP631,360/'Roof Bay Analysis'!$I$51*AR631)","v":619.70802919708024},21]
[46032.067883211676,46032.101824817517,46,null,32,"LH",11,"32LH11",678.83211678832117,1018.2481751824818,455.39906228355267,{"$f":"MIN(I632,360/'Roof Bay Analysis'!$I$51*K632)","v":678.83211678832117},24,null,null,null,null,null,null,null,null,null,null,null,null,null,null,null,null,null,null,null,null,null,46032.067883211676,46,null,32,"LH",11,"32LH11",678.83211678832117,1018.2481751824818,455.39906228355267,{"$f":"MIN(AP632,360/'Roof Bay Analysis'!$I$51*AR632)","v":678.83211678832117},24]
[46032.079708029196,46032.119562043794,46,null,32,"LH",12,"32LH12",797.08029197080293,1195.6204379562043,532.28461825350314,{"$f":"MIN(I633,360/'Roof Bay Analysis'!$I$51*K633)","v":797.08029197080293},27,null,null,null,null,null,null,null,null,null,null,null,null,null,null,null,null,null,null,null,null,null,46032.079708029196,46,null,32,"LH",12,"32LH12",797.08029197080293,1195.6204379562043,532.28461825350314,{"$f":"MIN(AP633,360/'Roof Bay Analysis'!$I$51*AR633)","v":797.08029197080293},27]
[46032.088905109485,46032.133357664236,46,null,32,"LH",13,"32LH13",889.05109489051097,1333.5766423357663,591.42735361500343,{"$f":"MIN(I634,360/'Roof Bay Analysis'!$I$51*K634)","v":887.14103042250508},30,null,null,null,null,null,null,null,null,null,null,null,null,null,null,null,null,null,null,null,null,null,46032.08871410304,46,null,32,"LH",13,"32LH13",889.05109489051097,1333.5766423357663,591.42735361500343,{"$f":"MIN(AP634,360/'Roof Bay Analysis'!$I$51*AR634)","v":887.14103042250508},30]
[46032.091532846716,46032.137299270071,46,null,32,"LH",14,"32LH14",915.32846715328469,1372.992700729927,609.17017422345361,{"$f":"MIN(I635,360/'Roof Bay Analysis'!$I$51*K635)","v":913.75526133518042},33,null,null,null,null,null,null,null,null,null,null,null,null,null,null,null,null,null,null,null,null,null,46032.091375526135,46,null,32,"LH",14,"32LH14",915.32846715328469,1372.992700729927,609.17017422345361,{"$f":"MIN(AP635,360/'Roof Bay Analysis'!$I$51*AR635)","v":913.75526133518042},33]
[46032.094598540149,46032.141897810216,46,null,32,"LH",15,"32LH15",945.98540145985396,1418.9781021897809,629.27870424636365,{"$f":"MIN(I636,360/'Roof Bay Analysis'!$I$51*K636)","v":943.91805636954541},35,null,null,null,null,null,null,null,null,null,null,null,null,null,null,null,null,null,null,null,null,null,46032.094391805636,46,null,32,"LH",15,"32LH15",945.98540145985396,1418.9781021897809,629.27870424636365,{"$f":"MIN(AP636,360/'Roof Bay Analysis'!$I$51*AR636)","v":943.91805636954541},35]
[46036.036788321166,46036.055182481752,46,null,36,"LH",7,"36LH 7",367.88321167883214,551.82481751824821,282.24375299696305,{"$f":"MIN(I637,360/'Roof Bay Analysis'!$I$51*K637)","v":367.88321167883214},16,null,null,null,null,null,null,null,null,null,null,null,null,null,null,null,null,null,null,null,null,null,46036.036788321166,46,null,36,"LH",7,"36LH 7",367.88321167883214,551.82481751824821,282.24375299696305,{"$f":"MIN(AP637,360/'Roof Bay Analysis'!$I$51*AR637)","v":367.88321167883214},16]
[46036.040510948907,46036.060766423361,46,null,36,"LH",8,"36LH 8",405.1094890510949,607.66423357664235,309.35191006446803,{"$f":"MIN(I638,360/'Roof Bay Analysis'!$I$51*K638)","v":405.1094890510949},18,null,null,null,null,null,null,null,null,null,null,null,null,null,null,null,null,null,null,null,null,null,46036.040510948907,46,null,36,"LH",8,"36LH 8",405.1094890510949,607.66423357664235,309.35191006446803,{"$f":"MIN(AP638,360/'Roof Bay Analysis'!$I$51*AR638)","v":405.1094890510949},18]
[46036.051897810219,46036.077846715329,46,null,36,"LH",9,"36LH 9",518.978102189781,778.46715328467144,393.86557621610103,{"$f":"MIN(I639,360/'Roof Bay Analysis'!$I$51*K639)","v":518.978102189781},21,null,null,null,null,null,null,null,null,null,null,null,null,null,null,null,null,null,null,null,null,null,46036.051897810219,46,null,36,"LH",9,"36LH 9",518.978102189781,778.46715328467144,393.86557621610103,{"$f":"MIN(AP639,360/'Roof Bay Analysis'!$I$51*AR639)","v":518.978102189781},21]
[46036.057153284673,46036.085729927006,46,null,36,"LH",10,"36LH10",571.53284671532845,857.29927007299261,435.32511055463794,{"$f":"MIN(I640,360/'Roof Bay Analysis'!$I$51*K640)","v":571.53284671532845},21,null,null,null,null,null,null,null,null,null,null,null,null,null,null,null,null,null,null,null,null,null,46036.057153284673,46,null,36,"LH",10,"36LH10",571.53284671532845,857.29927007299261,435.32511055463794,{"$f":"MIN(AP640,360/'Roof Bay Analysis'!$I$51*AR640)","v":571.53284671532845},21]
[46036.062408759128,46036.093613138684,46,null,36,"LH",11,"36LH11",624.08759124087589,936.13138686131379,473.59544994405667,{"$f":"MIN(I641,360/'Roof Bay Analysis'!$I$51*K641)","v":624.08759124087589},23,null,null,null,null,null,null,null,null,null,null,null,null,null,null,null,null,null,null,null,null,null,46036.062408759128,46,null,36,"LH",11,"36LH11",624.08759124087589,936.13138686131379,473.59544994405667,{"$f":"MIN(AP641,360/'Roof Bay Analysis'!$I$51*AR641)","v":624.08759124087589},23]
[46036.07467153285,46036.112007299271,46,null,36,"LH",12,"36LH12",746.71532846715331,1120.0729927007301,564.48750599392611,{"$f":"MIN(I642,360/'Roof Bay Analysis'!$I$51*K642)","v":746.71532846715331},25,null,null,null,null,null,null,null,null,null,null,null,null,null,null,null,null,null,null,null,null,null,46036.07467153285,46,null,36,"LH",12,"36LH12",746.71532846715331,1120.0729927007301,564.48750599392611,{"$f":"MIN(AP642,360/'Roof Bay Analysis'!$I$51*AR642)","v":746.71532846715331},25]
[46036.087810218974,46036.131715328469,46,null,36,"LH",13,"36LH13",878.10218978102193,1317.1532846715329,661.75795194203204,{"$f":"MIN(I643,360/'Roof Bay Analysis'!$I$51*K643)","v":878.10218978102193},30,null,null,null,null,null,null,null,null,null,null,null,null,null,null,null,null,null,null,null,null,null,46036.087810218974,46,null,36,"LH",13,"36LH13",878.10218978102193,1317.1532846715329,661.75795194203204,{"$f":"MIN(AP643,360/'Roof Bay Analysis'!$I$51*AR643)","v":878.10218978102193},30]
[{"$f":"C644*1000+E644+I644/10000","v":46036.096788321171},{"$f":"C644*1000+E644+J644/10000","v":46036.145182481749},46,null,36,"LH",14,"36LH14",967.88321167883214,{"$f":"1.5*I644","v":1451.8248175182482},727.13644839895574,{"$f":"MIN(I644,360/'Roof Bay Analysis'!$I$51*K644)","v":967.88321167883214},36,null,null,null,null,null,null,null,null,null,null,null,null,null,null,null,null,null,null,null,null,null,{"$f":"AJ644*1000+AL644+AS644/10000","v":46036.096788321171},46,null,36,"LH",14,"36LH14",967.88321167883214,{"$f":"1.5*AP644","v":1451.8248175182482},727.13644839895574,{"$f":"MIN(AP644,360/'Roof Bay Analysis'!$I$51*AR644)","v":967.88321167883214},36]
[46036.102043795618,46036.153065693434,46,null,{"$f":"VALUE(LEFT(H645,2))","v":36},{"$f":"MID(H645,3,LEN(H645)-4)","v":"LH"},{"$f":"VALUE(RIGHT(H645,2))","v":15},"36LH15",1020.4379562043796,1530.6569343065694,765.40678778837446,{"$f":"MIN(I645,360/'Roof Bay Analysis'!$I$51*K645)","v":1020.4379562043796},36,null,null,null,null,null,null,null,null,null,null,null,null,null,null,null,null,null,null,null,null,null,46036.102043795618,46,null,{"$f":"VALUE(LEFT(AO645,2))","v":36},{"$f":"MID(AO645,3,LEN(AO645)-4)","v":"LH"},{"$f":"VALUE(RIGHT(AO645,2))","v":15},"36LH15",1020.4379562043796,1530.6569343065694,765.40678778837446,{"$f":"MIN(AP645,360/'Roof Bay Analysis'!$I$51*AR645)","v":1020.4379562043796},36]
[47024.037300000004,47024.055950000002,47,null,24,"LH",7,"24LH 7",373,559.5,182,{"$f":"MIN(I646,360/'Roof Bay Analysis'!$I$51*K646)","v":273},17,null,null,null,null,null,null,null,null,null,null,null,null,null,null,null,null,null,null,null,null,null,47024.027300000002,47,null,24,"LH",7,"24LH 7",373,559.5,182,{"$f":"MIN(AP646,360/'Roof Bay Analysis'!$I$51*AR646)","v":273},17]
[47024.04,47024.06,47,null,24,"LH",8,"24LH 8",400,600,196,{"$f":"MIN(I647,360/'Roof Bay Analysis'!$I$51*K647)","v":294},18,null,null,null,null,null,null,null,null,null,null,null,null,null,null,null,null,null,null,null,null,null,47024.029399999999,47,null,24,"LH",8,"24LH 8",400,600,196,{"$f":"MIN(AP647,360/'Roof Bay Analysis'!$I$51*AR647)","v":294},18]
[47024.048000000003,47024.072,47,null,24,"LH",9,"24LH 9",480,720,223,{"$f":"MIN(I648,360/'Roof Bay Analysis'!$I$51*K648)","v":334.5},21,null,null,null,null,null,null,null,null,null,null,null,null,null,null,null,null,null,null,null,null,null,47024.033450000003,47,null,24,"LH",9,"24LH 9",480,720,223,{"$f":"MIN(AP648,360/'Roof Bay Analysis'!$I$51*AR648)","v":334.5},21]
[47024.0533,47024.079949999999,47,null,24,"LH",10,"24LH10",533,799.5,249,{"$f":"MIN(I649,360/'Roof Bay Analysis'!$I$51*K649)","v":373.5},23,null,null,null,null,null,null,null,null,null,null,null,null,null,null,null,null,null,null,null,null,null,47024.037349999999,47,null,24,"LH",10,"24LH10",533,799.5,249,{"$f":"MIN(AP649,360/'Roof Bay Analysis'!$I$51*AR649)","v":373.5},23]
[47024.059000000001,47024.088499999998,47,null,24,"LH",11,"24LH11",590,885,276,{"$f":"MIN(I650,360/'Roof Bay Analysis'!$I$51*K650)","v":414},25,null,null,null,null,null,null,null,null,null,null,null,null,null,null,null,null,null,null,null,null,null,47024.041400000002,47,null,24,"LH",11,"24LH11",590,885,276,{"$f":"MIN(AP650,360/'Roof Bay Analysis'!$I$51*AR650)","v":414},25]
[47028.040999999997,47028.061500000003,47,null,28,"LH",7,"28LH 7",410,615,236,{"$f":"MIN(I651,360/'Roof Bay Analysis'!$I$51*K651)","v":354},17,null,null,null,null,null,null,null,null,null,null,null,null,null,null,null,null,null,null,null,null,null,47028.035400000001,47,null,28,"LH",7,"28LH 7",410,615,236,{"$f":"MIN(AP651,360/'Roof Bay Analysis'!$I$51*AR651)","v":354},17]
[47028.043799999999,47028.065699999999,47,null,28,"LH",8,"28LH 8",438,657,252,{"$f":"MIN(I652,360/'Roof Bay Analysis'!$I$51*K652)","v":378},18,null,null,null,null,null,null,null,null,null,null,null,null,null,null,null,null,null,null,null,null,null,47028.037799999998,47,null,28,"LH",8,"28LH 8",438,657,252,{"$f":"MIN(AP652,360/'Roof Bay Analysis'!$I$51*AR652)","v":378},18]
[47028.053999999996,47028.080999999998,47,null,28,"LH",9,"28LH 9",540,810,309,{"$f":"MIN(I653,360/'Roof Bay Analysis'!$I$51*K653)","v":463.5},21,null,null,null,null,null,null,null,null,null,null,null,null,null,null,null,null,null,null,null,null,null,47028.046349999997,47,null,28,"LH",9,"28LH 9",540,810,309,{"$f":"MIN(AP653,360/'Roof Bay Analysis'!$I$51*AR653)","v":463.5},21]
[47028.06,47028.09,47,null,28,"LH",10,"28LH10",600,900,342,{"$f":"MIN(I654,360/'Roof Bay Analysis'!$I$51*K654)","v":513},23,null,null,null,null,null,null,null,null,null,null,null,null,null,null,null,null,null,null,null,null,null,47028.051299999999,47,null,28,"LH",10,"28LH10",600,900,342,{"$f":"MIN(AP654,360/'Roof Bay Analysis'!$I$51*AR654)","v":513},23]
[47028.065499999997,47028.098250000003,47,null,28,"LH",11,"28LH11",655,982.5,373,{"$f":"MIN(I655,360/'Roof Bay Analysis'!$I$51*K655)","v":559.5},25,null,null,null,null,null,null,null,null,null,null,null,null,null,null,null,null,null,null,null,null,null,47028.055950000002,47,null,28,"LH",11,"28LH11",655,982.5,373,{"$f":"MIN(AP655,360/'Roof Bay Analysis'!$I$51*AR655)","v":559.5},25]
[47028.0766,47028.1149,47,null,28,"LH",12,"28LH12",766,1149,435,{"$f":"MIN(I656,360/'Roof Bay Analysis'!$I$51*K656)","v":652.5},27,null,null,null,null,null,null,null,null,null,null,null,null,null,null,null,null,null,null,null,null,null,47028.06525,47,null,28,"LH",12,"28LH12",766,1149,435,{"$f":"MIN(AP656,360/'Roof Bay Analysis'!$I$51*AR656)","v":652.5},27]
[47028.079899999997,47028.119850000003,47,null,28,"LH",13,"28LH13",799,1198.5,452,{"$f":"MIN(I657,360/'Roof Bay Analysis'!$I$51*K657)","v":678},30,null,null,null,null,null,null,null,null,null,null,null,null,null,null,null,null,null,null,null,null,null,47028.067799999997,47,null,28,"LH",13,"28LH13",799,1198.5,452,{"$f":"MIN(AP657,360/'Roof Bay Analysis'!$I$51*AR657)","v":678},30]
[47032.043714285712,47032.065571428575,47,null,32,"LH",8,"32LH 8",437.14285714285717,655.71428571428578,288.83954081632652,{"$f":"MIN(I658,360/'Roof Bay Analysis'!$I$51*K658)","v":433.25931122448981},17,null,null,null,null,null,null,null,null,null,null,null,null,null,null,null,null,null,null,null,null,null,47032.043325931125,47,null,32,"LH",8,"32LH 8",437.14285714285717,655.71428571428578,288.83954081632652,{"$f":"MIN(AP658,360/'Roof Bay Analysis'!$I$51*AR658)","v":433.25931122448981},17]
[47032.054857142859,47032.082285714285,47,null,32,"LH",9,"32LH 9",548.57142857142856,822.85714285714289,361.33260204081631,{"$f":"MIN(I659,360/'Roof Bay Analysis'!$I$51*K659)","v":541.9989030612245},21,null,null,null,null,null,null,null,null,null,null,null,null,null,null,null,null,null,null,null,null,null,47032.054199890306,47,null,32,"LH",9,"32LH 9",548.57142857142856,822.85714285714289,361.33260204081631,{"$f":"MIN(AP659,360/'Roof Bay Analysis'!$I$51*AR659)","v":541.9989030612245},21]
[47032.060642857141,47032.090964285715,47,null,32,"LH",10,"32LH10",606.42857142857144,909.64285714285711,398.71183673469386,{"$f":"MIN(I660,360/'Roof Bay Analysis'!$I$51*K660)","v":598.06775510204079},21,null,null,null,null,null,null,null,null,null,null,null,null,null,null,null,null,null,null,null,null,null,47032.059806775513,47,null,32,"LH",10,"32LH10",606.42857142857144,909.64285714285711,398.71183673469386,{"$f":"MIN(AP660,360/'Roof Bay Analysis'!$I$51*AR660)","v":598.06775510204079},21]
[47032.06642857143,47032.099642857145,47,null,32,"LH",11,"32LH11",664.28571428571433,996.42857142857156,436.09107142857141,{"$f":"MIN(I661,360/'Roof Bay Analysis'!$I$51*K661)","v":654.13660714285709},24,null,null,null,null,null,null,null,null,null,null,null,null,null,null,null,null,null,null,null,null,null,47032.065413660712,47,null,32,"LH",11,"32LH11",664.28571428571433,996.42857142857156,436.09107142857141,{"$f":"MIN(AP661,360/'Roof Bay Analysis'!$I$51*AR661)","v":654.13660714285709},24]
[47032.078000000001,47032.116999999998,47,null,32,"LH",12,"32LH12",780,1170,509.71683673469386,{"$f":"MIN(I662,360/'Roof Bay Analysis'!$I$51*K662)","v":764.57525510204073},27,null,null,null,null,null,null,null,null,null,null,null,null,null,null,null,null,null,null,null,null,null,47032.076457525509,47,null,32,"LH",12,"32LH12",780,1170,509.71683673469386,{"$f":"MIN(AP662,360/'Roof Bay Analysis'!$I$51*AR662)","v":764.57525510204073},27]
[47032.087,47032.130499999999,47,null,32,"LH",13,"32LH13",870,1305,566.35204081632651,{"$f":"MIN(I663,360/'Roof Bay Analysis'!$I$51*K663)","v":849.52806122448976},30,null,null,null,null,null,null,null,null,null,null,null,null,null,null,null,null,null,null,null,null,null,47032.084952806123,47,null,32,"LH",13,"32LH13",870,1305,566.35204081632651,{"$f":"MIN(AP663,360/'Roof Bay Analysis'!$I$51*AR663)","v":849.52806122448976},30]
[47032.089571428573,47032.134357142859,47,null,32,"LH",14,"32LH14",895.71428571428567,1343.5714285714284,583.34260204081636,{"$f":"MIN(I664,360/'Roof Bay Analysis'!$I$51*K664)","v":875.01390306122448},33,null,null,null,null,null,null,null,null,null,null,null,null,null,null,null,null,null,null,null,null,null,47032.087501390306,47,null,32,"LH",14,"32LH14",895.71428571428567,1343.5714285714284,583.34260204081636,{"$f":"MIN(AP664,360/'Roof Bay Analysis'!$I$51*AR664)","v":875.01390306122448},33]
[47032.092571428569,47032.138857142854,47,null,32,"LH",15,"32LH15",925.71428571428567,1388.5714285714284,602.5985714285714,{"$f":"MIN(I665,360/'Roof Bay Analysis'!$I$51*K665)","v":903.89785714285711},35,null,null,null,null,null,null,null,null,null,null,null,null,null,null,null,null,null,null,null,null,null,47032.090389785713,47,null,32,"LH",15,"32LH15",925.71428571428567,1388.5714285714284,602.5985714285714,{"$f":"MIN(AP665,360/'Roof Bay Analysis'!$I$51*AR665)","v":903.89785714285711},35]
[47036.050785714287,47036.076178571428,47,null,36,"LH",9,"36LH 9",507.85714285714283,761.78571428571422,377.16647959183672,{"$f":"MIN(I666,360/'Roof Bay Analysis'!$I$51*K666)","v":507.85714285714283},21,null,null,null,null,null,null,null,null,null,null,null,null,null,null,null,null,null,null,null,null,null,47036.050785714287,47,null,36,"LH",9,"36LH 9",507.85714285714283,761.78571428571422,377.16647959183672,{"$f":"MIN(AP666,360/'Roof Bay Analysis'!$I$51*AR666)","v":507.85714285714283},21]
[47036.055928571426,47036.083892857139,47,null,36,"LH",10,"36LH10",559.28571428571433,838.92857142857156,416.86821428571426,{"$f":"MIN(I667,360/'Roof Bay Analysis'!$I$51*K667)","v":559.28571428571433},21,null,null,null,null,null,null,null,null,null,null,null,null,null,null,null,null,null,null,null,null,null,47036.055928571426,47,null,36,"LH",10,"36LH10",559.28571428571433,838.92857142857156,416.86821428571426,{"$f":"MIN(AP667,360/'Roof Bay Analysis'!$I$51*AR667)","v":559.28571428571433},21]
[47036.061071428572,47036.091607142858,47,null,36,"LH",11,"36LH11",610.71428571428567,916.07142857142844,453.51596938775509,{"$f":"MIN(I668,360/'Roof Bay Analysis'!$I$51*K668)","v":610.71428571428567},23,null,null,null,null,null,null,null,null,null,null,null,null,null,null,null,null,null,null,null,null,null,47036.061071428572,47,null,36,"LH",11,"36LH11",610.71428571428567,916.07142857142844,453.51596938775509,{"$f":"MIN(AP668,360/'Roof Bay Analysis'!$I$51*AR668)","v":610.71428571428567},23]
[47036.073071428575,47036.109607142855,47,null,36,"LH",12,"36LH12",730.71428571428567,1096.0714285714284,540.55438775510208,{"$f":"MIN(I669,360/'Roof Bay Analysis'!$I$51*K669)","v":730.71428571428567},25,null,null,null,null,null,null,null,null,null,null,null,null,null,null,null,null,null,null,null,null,null,47036.073071428575,47,null,36,"LH",12,"36LH12",730.71428571428567,1096.0714285714284,540.55438775510208,{"$f":"MIN(AP669,360/'Roof Bay Analysis'!$I$51*AR669)","v":730.71428571428567},25]
[47036.085928571425,47036.128892857145,47,null,36,"LH",13,"36LH13",859.28571428571433,1288.9285714285716,633.70076530612243,{"$f":"MIN(I670,360/'Roof Bay Analysis'!$I$51*K670)","v":859.28571428571433},30,null,null,null,null,null,null,null,null,null,null,null,null,null,null,null,null,null,null,null,null,null,47036.085928571425,47,null,36,"LH",13,"36LH13",859.28571428571433,1288.9285714285716,633.70076530612243,{"$f":"MIN(AP670,360/'Roof Bay Analysis'!$I$51*AR670)","v":859.28571428571433},30]
[47036.094714285711,47036.14207142857,47,null,36,"LH",14,"36LH14",947.14285714285711,1420.7142857142858,696.30734693877548,{"$f":"MIN(I671,360/'Roof Bay Analysis'!$I$51*K671)","v":947.14285714285711},36,null,null,null,null,null,null,null,null,null,null,null,null,null,null,null,null,null,null,null,null,null,47036.094714285711,47,null,36,"LH",14,"36LH14",947.14285714285711,1420.7142857142858,696.30734693877548,{"$f":"MIN(AP671,360/'Roof Bay Analysis'!$I$51*AR671)","v":947.14285714285711},36]
[47036.099857142857,47036.149785714282,47,null,36,"LH",15,"36LH15",998.57142857142856,1497.8571428571429,732.95510204081631,{"$f":"MIN(I672,360/'Roof Bay Analysis'!$I$51*K672)","v":998.57142857142856},36,null,null,null,null,null,null,null,null,null,null,null,null,null,null,null,null,null,null,null,null,null,47036.099857142857,47,null,36,"LH",15,"36LH15",998.57142857142856,1497.8571428571429,732.95510204081631,{"$f":"MIN(AP672,360/'Roof Bay Analysis'!$I$51*AR672)","v":998.57142857142856},36]
[48024.0357,48024.053549999997,48,null,24,"LH",7,"24LH 7",357,535.5,171,{"$f":"MIN(I673,360/'Roof Bay Analysis'!$I$51*K673)","v":256.5},17,null,null,null,null,null,null,null,null,null,null,null,null,null,null,null,null,null,null,null,null,null,48024.025650000003,48,null,24,"LH",7,"24LH 7",357,535.5,171,{"$f":"MIN(AP673,360/'Roof Bay Analysis'!$I$51*AR673)","v":256.5},17]
[48024.038399999998,48024.0576,48,null,24,"LH",8,"24LH 8",384,576,184,{"$f":"MIN(I674,360/'Roof Bay Analysis'!$I$51*K674)","v":276},18,null,null,null,null,null,null,null,null,null,null,null,null,null,null,null,null,null,null,null,null,null,48024.027600000001,48,null,24,"LH",8,"24LH 8",384,576,184,{"$f":"MIN(AP674,360/'Roof Bay Analysis'!$I$51*AR674)","v":276},18]
[48024.046000000002,48024.069000000003,48,null,24,"LH",9,"24LH 9",460,690,209,{"$f":"MIN(I675,360/'Roof Bay Analysis'!$I$51*K675)","v":313.5},21,null,null,null,null,null,null,null,null,null,null,null,null,null,null,null,null,null,null,null,null,null,48024.031349999997,48,null,24,"LH",9,"24LH 9",460,690,209,{"$f":"MIN(AP675,360/'Roof Bay Analysis'!$I$51*AR675)","v":313.5},21]
[48024.051099999997,48024.076650000003,48,null,24,"LH",10,"24LH10",511,766.5,234,{"$f":"MIN(I676,360/'Roof Bay Analysis'!$I$51*K676)","v":351},23,null,null,null,null,null,null,null,null,null,null,null,null,null,null,null,null,null,null,null,null,null,48024.035100000001,48,null,24,"LH",10,"24LH10",511,766.5,234,{"$f":"MIN(AP676,360/'Roof Bay Analysis'!$I$51*AR676)","v":351},23]
[48024.056700000001,48024.085050000002,48,null,24,"LH",11,"24LH11",567,850.5,259,{"$f":"MIN(I677,360/'Roof Bay Analysis'!$I$51*K677)","v":388.5},25,null,null,null,null,null,null,null,null,null,null,null,null,null,null,null,null,null,null,null,null,null,48024.038849999997,48,null,24,"LH",11,"24LH11",567,850.5,259,{"$f":"MIN(AP677,360/'Roof Bay Analysis'!$I$51*AR677)","v":388.5},25]
[48028.039400000001,48028.059099999999,48,null,28,"LH",7,"28LH 7",394,591,222,{"$f":"MIN(I678,360/'Roof Bay Analysis'!$I$51*K678)","v":333},17,null,null,null,null,null,null,null,null,null,null,null,null,null,null,null,null,null,null,null,null,null,48028.033300000003,48,null,28,"LH",7,"28LH 7",394,591,222,{"$f":"MIN(AP678,360/'Roof Bay Analysis'!$I$51*AR678)","v":333},17]
[48028.042000000001,48028.063000000002,48,null,28,"LH",8,"28LH 8",420,630,236,{"$f":"MIN(I679,360/'Roof Bay Analysis'!$I$51*K679)","v":354},18,null,null,null,null,null,null,null,null,null,null,null,null,null,null,null,null,null,null,null,null,null,48028.035400000001,48,null,28,"LH",8,"28LH 8",420,630,236,{"$f":"MIN(AP679,360/'Roof Bay Analysis'!$I$51*AR679)","v":354},18]
[48028.051899999999,48028.077850000001,48,null,28,"LH",9,"28LH 9",519,778.5,291,{"$f":"MIN(I680,360/'Roof Bay Analysis'!$I$51*K680)","v":436.5},21,null,null,null,null,null,null,null,null,null,null,null,null,null,null,null,null,null,null,null,null,null,48028.04365,48,null,28,"LH",9,"28LH 9",519,778.5,291,{"$f":"MIN(AP680,360/'Roof Bay Analysis'!$I$51*AR680)","v":436.5},21]
[48028.0576,48028.0864,48,null,28,"LH",10,"28LH10",576,864,322,{"$f":"MIN(I681,360/'Roof Bay Analysis'!$I$51*K681)","v":483},23,null,null,null,null,null,null,null,null,null,null,null,null,null,null,null,null,null,null,null,null,null,48028.048300000002,48,null,28,"LH",10,"28LH10",576,864,322,{"$f":"MIN(AP681,360/'Roof Bay Analysis'!$I$51*AR681)","v":483},23]
[48028.062899999997,48028.094349999999,48,null,28,"LH",11,"28LH11",629,943.5,351,{"$f":"MIN(I682,360/'Roof Bay Analysis'!$I$51*K682)","v":526.5},25,null,null,null,null,null,null,null,null,null,null,null,null,null,null,null,null,null,null,null,null,null,48028.052649999998,48,null,28,"LH",11,"28LH11",629,943.5,351,{"$f":"MIN(AP682,360/'Roof Bay Analysis'!$I$51*AR682)","v":526.5},25]
[48028.073700000001,48028.110549999998,48,null,28,"LH",12,"28LH12",737,1105.5,408,{"$f":"MIN(I683,360/'Roof Bay Analysis'!$I$51*K683)","v":612},27,null,null,null,null,null,null,null,null,null,null,null,null,null,null,null,null,null,null,null,null,null,48028.061199999996,48,null,28,"LH",12,"28LH12",737,1105.5,408,{"$f":"MIN(AP683,360/'Roof Bay Analysis'!$I$51*AR683)","v":612},27]
[48028.078200000004,48028.117299999998,48,null,28,"LH",13,"28LH13",782,1173,433,{"$f":"MIN(I684,360/'Roof Bay Analysis'!$I$51*K684)","v":649.5},30,null,null,null,null,null,null,null,null,null,null,null,null,null,null,null,null,null,null,null,null,null,48028.06495,48,null,28,"LH",13,"28LH13",782,1173,433,{"$f":"MIN(AP684,360/'Roof Bay Analysis'!$I$51*AR684)","v":649.5},30]
[48032.042797202797,48032.064195804196,48,null,32,"LH",8,"32LH 8",427.97202797202794,641.95804195804192,276.84752310626436,{"$f":"MIN(I685,360/'Roof Bay Analysis'!$I$51*K685)","v":415.27128465939654},17,null,null,null,null,null,null,null,null,null,null,null,null,null,null,null,null,null,null,null,null,null,48032.041527128466,48,null,32,"LH",8,"32LH 8",427.97202797202794,641.95804195804192,276.84752310626436,{"$f":"MIN(AP685,360/'Roof Bay Analysis'!$I$51*AR685)","v":415.27128465939654},17]
[48032.053706293707,48032.080559440561,48,null,32,"LH",9,"32LH 9",537.06293706293707,805.59440559440554,346.33082302313073,{"$f":"MIN(I686,360/'Roof Bay Analysis'!$I$51*K686)","v":519.4962345346961},21,null,null,null,null,null,null,null,null,null,null,null,null,null,null,null,null,null,null,null,null,null,48032.051949623456,48,null,32,"LH",9,"32LH 9",537.06293706293707,805.59440559440554,346.33082302313073,{"$f":"MIN(AP686,360/'Roof Bay Analysis'!$I$51*AR686)","v":519.4962345346961},21]
[48032.059370629373,48032.08905594406,48,null,32,"LH",10,"32LH10",593.70629370629365,890.55944055944042,382.15814954276493,{"$f":"MIN(I687,360/'Roof Bay Analysis'!$I$51*K687)","v":573.2372243141474},21,null,null,null,null,null,null,null,null,null,null,null,null,null,null,null,null,null,null,null,null,null,48032.057323722431,48,null,32,"LH",10,"32LH10",593.70629370629365,890.55944055944042,382.15814954276493,{"$f":"MIN(AP687,360/'Roof Bay Analysis'!$I$51*AR687)","v":573.2372243141474},21]
[48032.065034965031,48032.097552447551,48,null,32,"LH",11,"32LH11",650.34965034965035,975.52447552447552,417.98547606239913,{"$f":"MIN(I688,360/'Roof Bay Analysis'!$I$51*K688)","v":626.97821409359869},24,null,null,null,null,null,null,null,null,null,null,null,null,null,null,null,null,null,null,null,null,null,48032.062697821406,48,null,32,"LH",11,"32LH11",650.34965034965035,975.52447552447552,417.98547606239913,{"$f":"MIN(AP688,360/'Roof Bay Analysis'!$I$51*AR688)","v":626.97821409359869},24]
[48032.076363636363,48032.114545454548,48,null,32,"LH",12,"32LH12",763.63636363636363,1145.4545454545455,488.55445254046651,{"$f":"MIN(I689,360/'Roof Bay Analysis'!$I$51*K689)","v":732.83167881069971},27,null,null,null,null,null,null,null,null,null,null,null,null,null,null,null,null,null,null,null,null,null,48032.073283167883,48,null,32,"LH",12,"32LH12",763.63636363636363,1145.4545454545455,488.55445254046651,{"$f":"MIN(AP689,360/'Roof Bay Analysis'!$I$51*AR689)","v":732.83167881069971},27]
[48032.085174825173,48032.12776223776,48,null,32,"LH",13,"32LH13",851.74825174825173,1277.6223776223776,542.83828060051837,{"$f":"MIN(I690,360/'Roof Bay Analysis'!$I$51*K690)","v":814.25742090077756},30,null,null,null,null,null,null,null,null,null,null,null,null,null,null,null,null,null,null,null,null,null,48032.081425742093,48,null,32,"LH",13,"32LH13",851.74825174825173,1277.6223776223776,542.83828060051837,{"$f":"MIN(AP690,360/'Roof Bay Analysis'!$I$51*AR690)","v":814.25742090077756},30]
[48032.087692307694,48032.131538461537,48,null,32,"LH",14,"32LH14",876.92307692307691,1315.3846153846152,559.1234290185339,{"$f":"MIN(I691,360/'Roof Bay Analysis'!$I$51*K691)","v":838.68514352780085},33,null,null,null,null,null,null,null,null,null,null,null,null,null,null,null,null,null,null,null,null,null,48032.083868514354,48,null,32,"LH",14,"32LH14",876.92307692307691,1315.3846153846152,559.1234290185339,{"$f":"MIN(AP691,360/'Roof Bay Analysis'!$I$51*AR691)","v":838.68514352780085},33]
[48032.090629370628,48032.135944055946,48,null,32,"LH",15,"32LH15",906.29370629370635,1359.4405594405596,577.57993055895156,{"$f":"MIN(I692,360/'Roof Bay Analysis'!$I$51*K692)","v":866.36989583842728},35,null,null,null,null,null,null,null,null,null,null,null,null,null,null,null,null,null,null,null,null,null,48032.086636989581,48,null,32,"LH",15,"32LH15",906.29370629370635,1359.4405594405596,577.57993055895156,{"$f":"MIN(AP692,360/'Roof Bay Analysis'!$I$51*AR692)","v":866.36989583842728},35]
[48036.04972027972,48036.074580419583,48,null,36,"LH",9,"36LH 9",497.20279720279723,745.80419580419584,361.50731087094721,{"$f":"MIN(I693,360/'Roof Bay Analysis'!$I$51*K693)","v":497.20279720279723},21,null,null,null,null,null,null,null,null,null,null,null,null,null,null,null,null,null,null,null,null,null,48036.04972027972,48,null,36,"LH",9,"36LH 9",497.20279720279723,745.80419580419584,361.50731087094721,{"$f":"MIN(AP693,360/'Roof Bay Analysis'!$I$51*AR693)","v":497.20279720279723},21]
[48036.054755244753,48036.08213286713,48,null,36,"LH",10,"36LH10",547.55244755244757,821.32867132867136,399.56071201525748,{"$f":"MIN(I694,360/'Roof Bay Analysis'!$I$51*K694)","v":547.55244755244757},21,null,null,null,null,null,null,null,null,null,null,null,null,null,null,null,null,null,null,null,null,null,48036.054755244753,48,null,36,"LH",10,"36LH10",547.55244755244757,821.32867132867136,399.56071201525748,{"$f":"MIN(AP694,360/'Roof Bay Analysis'!$I$51*AR694)","v":547.55244755244757},21]
[48036.059790209787,48036.089685314684,48,null,36,"LH",11,"36LH11",597.90209790209792,896.85314685314688,434.68692845615925,{"$f":"MIN(I695,360/'Roof Bay Analysis'!$I$51*K695)","v":597.90209790209792},23,null,null,null,null,null,null,null,null,null,null,null,null,null,null,null,null,null,null,null,null,null,48036.059790209787,48,null,36,"LH",11,"36LH11",597.90209790209792,896.85314685314688,434.68692845615925,{"$f":"MIN(AP695,360/'Roof Bay Analysis'!$I$51*AR695)","v":597.90209790209792},23]
[48036.07153846154,48036.107307692306,48,null,36,"LH",12,"36LH12",715.38461538461536,1073.0769230769231,518.1116925033009,{"$f":"MIN(I696,360/'Roof Bay Analysis'!$I$51*K696)","v":715.38461538461536},25,null,null,null,null,null,null,null,null,null,null,null,null,null,null,null,null,null,null,null,null,null,48036.07153846154,48,null,36,"LH",12,"36LH12",715.38461538461536,1073.0769230769231,518.1116925033009,{"$f":"MIN(AP696,360/'Roof Bay Analysis'!$I$51*AR696)","v":715.38461538461536},25]
[48036.084125874127,48036.126188811191,48,null,36,"LH",13,"36LH13",841.25874125874122,1261.8881118881118,607.39082595725949,{"$f":"MIN(I697,360/'Roof Bay Analysis'!$I$51*K697)","v":841.25874125874122},30,null,null,null,null,null,null,null,null,null,null,null,null,null,null,null,null,null,null,null,null,null,48036.084125874127,48,null,36,"LH",13,"36LH13",841.25874125874122,1261.8881118881118,607.39082595725949,{"$f":"MIN(AP697,360/'Roof Bay Analysis'!$I$51*AR697)","v":841.25874125874122},30]
[48036.092727272728,48036.139090909091,48,null,36,"LH",14,"36LH14",927.27272727272725,1390.909090909091,667.39811237713332,{"$f":"MIN(I698,360/'Roof Bay Analysis'!$I$51*K698)","v":927.27272727272725},36,null,null,null,null,null,null,null,null,null,null,null,null,null,null,null,null,null,null,null,null,null,48036.092727272728,48,null,36,"LH",14,"36LH14",927.27272727272725,1390.909090909091,667.39811237713332,{"$f":"MIN(AP698,360/'Roof Bay Analysis'!$I$51*AR698)","v":927.27272727272725},36]
[48036.097762237761,48036.146643356646,48,null,36,"LH",15,"36LH15",977.6223776223776,1466.4335664335663,702.52432881803509,{"$f":"MIN(I699,360/'Roof Bay Analysis'!$I$51*K699)","v":977.6223776223776},36,null,null,null,null,null,null,null,null,null,null,null,null,null,null,null,null,null,null,null,null,null,48036.097762237761,48,null,36,"LH",15,"36LH15",977.6223776223776,1466.4335664335663,702.52432881803509,{"$f":"MIN(AP699,360/'Roof Bay Analysis'!$I$51*AR699)","v":977.6223776223776},36]
[48040.050349650352,48040.075524475527,48,null,40,"LH",10,"40LH10",503.49650349650352,755.24475524475531,409.93417771040151,{"$f":"MIN(I700,360/'Roof Bay Analysis'!$I$51*K700)","v":503.49650349650352},21,null,null,null,null,null,null,null,null,null,null,null,null,null,null,null,null,null,null,null,null,null,48040.050349650352,48,null,40,"LH",10,"40LH10",503.49650349650352,755.24475524475531,409.93417771040151,{"$f":"MIN(AP700,360/'Roof Bay Analysis'!$I$51*AR700)","v":503.49650349650352},21]
[48040.054965034964,48040.08244755245,48,null,40,"LH",11,"40LH11",549.65034965034965,824.47552447552448,444.0953591862683,{"$f":"MIN(I701,360/'Roof Bay Analysis'!$I$51*K701)","v":549.65034965034965},22,null,null,null,null,null,null,null,null,null,null,null,null,null,null,null,null,null,null,null,null,null,48040.054965034964,48,null,40,"LH",11,"40LH11",549.65034965034965,824.47552447552448,444.0953591862683,{"$f":"MIN(AP701,360/'Roof Bay Analysis'!$I$51*AR701)","v":549.65034965034965},22]
[48040.06692307692,48040.100384615384,48,null,40,"LH",12,"40LH12",669.23076923076928,1003.8461538461539,540.88537336789091,{"$f":"MIN(I702,360/'Roof Bay Analysis'!$I$51*K702)","v":669.23076923076928},25,null,null,null,null,null,null,null,null,null,null,null,null,null,null,null,null,null,null,null,null,null,48040.06692307692,48,null,40,"LH",12,"40LH12",669.23076923076928,1003.8461538461539,540.88537336789091,{"$f":"MIN(AP702,360/'Roof Bay Analysis'!$I$51*AR702)","v":669.23076923076928},25]
[48040.078881118883,48040.118321678325,48,null,40,"LH",13,"40LH13",788.8111888111888,1183.2167832167831,633.87970071886161,{"$f":"MIN(I703,360/'Roof Bay Analysis'!$I$51*K703)","v":788.8111888111888},30,null,null,null,null,null,null,null,null,null,null,null,null,null,null,null,null,null,null,null,null,null,48040.078881118883,48,null,40,"LH",13,"40LH13",788.8111888111888,1183.2167832167831,633.87970071886161,{"$f":"MIN(AP703,360/'Roof Bay Analysis'!$I$51*AR703)","v":788.8111888111888},30]
[48040.090209790207,48040.135314685314,48,null,40,"LH",14,"40LH14",902.09790209790208,1353.1468531468531,726.87402806983232,{"$f":"MIN(I704,360/'Roof Bay Analysis'!$I$51*K704)","v":902.09790209790208},35,null,null,null,null,null,null,null,null,null,null,null,null,null,null,null,null,null,null,null,null,null,48040.090209790207,48,null,40,"LH",14,"40LH14",902.09790209790208,1353.1468531468531,726.87402806983232,{"$f":"MIN(AP704,360/'Roof Bay Analysis'!$I$51*AR704)","v":902.09790209790208},35]
[48040.100909090906,48040.151363636367,48,null,40,"LH",15,"40LH15",1009.0909090909091,1513.6363636363637,810.37913834417327,{"$f":"MIN(I705,360/'Roof Bay Analysis'!$I$51*K705)","v":1009.0909090909091},36,null,null,null,null,null,null,null,null,null,null,null,null,null,null,null,null,null,null,null,null,null,48040.100909090906,48,null,40,"LH",15,"40LH15",1009.0909090909091,1513.6363636363637,810.37913834417327,{"$f":"MIN(AP705,360/'Roof Bay Analysis'!$I$51*AR705)","v":1009.0909090909091},36]
[48040.111188811192,48040.16678321678,48,null,40,"LH",16,"40LH16",1111.8881118881118,1667.8321678321677,890.08856178786243,{"$f":"MIN(I706,360/'Roof Bay Analysis'!$I$51*K706)","v":1111.8881118881118},42,null,null,null,null,null,null,null,null,null,null,null,null,null,null,null,null,null,null,null,null,null,48040.111188811192,48,null,40,"LH",16,"40LH16",1111.8881118881118,1667.8321678321677,890.08856178786243,{"$f":"MIN(AP706,360/'Roof Bay Analysis'!$I$51*AR706)","v":1111.8881118881118},42]
[49024.034299999999,49024.051449999999,49,null,24,"LH",7,"24LH 7",343,514.5,161,{"$f":"MIN(I707,360/'Roof Bay Analysis'!$I$51*K707)","v":241.5},17,null,null,null,null,null,null,null,null,null,null,null,null,null,null,null,null,null,null,null,null,null,49024.024149999997,49,null,24,"LH",7,"24LH 7",343,514.5,161,{"$f":"MIN(AP707,360/'Roof Bay Analysis'!$I$51*AR707)","v":241.5},17]
[{"$f":"C708*1000+E708+I708/10000","v":49024.036899999999},{"$f":"C708*1000+E708+J708/10000","v":49024.055350000002},49,null,24,"LH",8,"24LH 8",369,{"$f":"1.5*I708","v":553.5},173,{"$f":"MIN(I708,360/'Roof Bay Analysis'!$I$51*K708)","v":259.5},18,null,null,null,null,null,null,null,null,null,null,null,null,null,null,null,null,null,null,null,null,null,{"$f":"AJ708*1000+AL708+AS708/10000","v":49024.025950000003},49,null,24,"LH",8,"24LH 8",369,{"$f":"1.5*AP708","v":553.5},173,{"$f":"MIN(AP708,360/'Roof Bay Analysis'!$I$51*AR708)","v":259.5},18]
[49024.044099999999,49024.066149999999,49,null,{"$f":"VALUE(LEFT(H709,2))","v":24},{"$f":"MID(H709,3,LEN(H709)-4)","v":"LH"},{"$f":"VALUE(RIGHT(H709,2))","v":9},"24LH 9",441,661.5,196,{"$f":"MIN(I709,360/'Roof Bay Analysis'!$I$51*K709)","v":294},21,null,null,null,null,null,null,null,null,null,null,null,null,null,null,null,null,null,null,null,null,null,49024.029399999999,49,null,{"$f":"VALUE(LEFT(AO709,2))","v":24},{"$f":"MID(AO709,3,LEN(AO709)-4)","v":"LH"},{"$f":"VALUE(RIGHT(AO709,2))","v":9},"24LH 9",441,661.5,196,{"$f":"MIN(AP709,360/'Roof Bay Analysis'!$I$51*AR709)","v":294},21]
[49024.048999999999,49024.073499999999,49,null,24,"LH",10,"24LH10",490,735,220,{"$f":"MIN(I710,360/'Roof Bay Analysis'!$I$51*K710)","v":330},23,null,null,null,null,null,null,null,null,null,null,null,null,null,null,null,null,null,null,null,null,null,49024.033000000003,49,null,24,"LH",10,"24LH10",490,735,220,{"$f":"MIN(AP710,360/'Roof Bay Analysis'!$I$51*AR710)","v":330},23]
[49024.054400000001,49024.081599999998,49,null,24,"LH",11,"24LH11",544,816,243,{"$f":"MIN(I711,360/'Roof Bay Analysis'!$I$51*K711)","v":364.5},25,null,null,null,null,null,null,null,null,null,null,null,null,null,null,null,null,null,null,null,null,null,49024.03645,49,null,24,"LH",11,"24LH11",544,816,243,{"$f":"MIN(AP711,360/'Roof Bay Analysis'!$I$51*AR711)","v":364.5},25]
[49028.037900000003,49028.056850000001,49,null,28,"LH",7,"28LH 7",379,568.5,209,{"$f":"MIN(I712,360/'Roof Bay Analysis'!$I$51*K712)","v":313.5},17,null,null,null,null,null,null,null,null,null,null,null,null,null,null,null,null,null,null,null,null,null,49028.031349999997,49,null,28,"LH",7,"28LH 7",379,568.5,209,{"$f":"MIN(AP712,360/'Roof Bay Analysis'!$I$51*AR712)","v":313.5},17]
[49028.040300000001,49028.060449999997,49,null,28,"LH",8,"28LH 8",403,604.5,222,{"$f":"MIN(I713,360/'Roof Bay Analysis'!$I$51*K713)","v":333},18,null,null,null,null,null,null,null,null,null,null,null,null,null,null,null,null,null,null,null,null,null,49028.033300000003,49,null,28,"LH",8,"28LH 8",403,604.5,222,{"$f":"MIN(AP713,360/'Roof Bay Analysis'!$I$51*AR713)","v":333},18]
[49028.049899999998,49028.074849999997,49,null,28,"LH",9,"28LH 9",499,748.5,274,{"$f":"MIN(I714,360/'Roof Bay Analysis'!$I$51*K714)","v":411},21,null,null,null,null,null,null,null,null,null,null,null,null,null,null,null,null,null,null,null,null,null,49028.041100000002,49,null,28,"LH",9,"28LH 9",499,748.5,274,{"$f":"MIN(AP714,360/'Roof Bay Analysis'!$I$51*AR714)","v":411},21]
[49028.055399999997,49028.083100000003,49,null,28,"LH",10,"28LH10",554,831,303,{"$f":"MIN(I715,360/'Roof Bay Analysis'!$I$51*K715)","v":454.5},23,null,null,null,null,null,null,null,null,null,null,null,null,null,null,null,null,null,null,null,null,null,49028.045449999998,49,null,28,"LH",10,"28LH10",554,831,303,{"$f":"MIN(AP715,360/'Roof Bay Analysis'!$I$51*AR715)","v":454.5},23]
[49028.0605,49028.090750000003,49,null,28,"LH",11,"28LH11",605,907.5,331,{"$f":"MIN(I716,360/'Roof Bay Analysis'!$I$51*K716)","v":496.5},25,null,null,null,null,null,null,null,null,null,null,null,null,null,null,null,null,null,null,null,null,null,49028.049650000001,49,null,28,"LH",11,"28LH11",605,907.5,331,{"$f":"MIN(AP716,360/'Roof Bay Analysis'!$I$51*AR716)","v":496.5},25]
[49028.070899999999,49028.106350000002,49,null,28,"LH",12,"28LH12",709,1063.5,383,{"$f":"MIN(I717,360/'Roof Bay Analysis'!$I$51*K717)","v":574.5},27,null,null,null,null,null,null,null,null,null,null,null,null,null,null,null,null,null,null,null,null,null,49028.05745,49,null,28,"LH",12,"28LH12",709,1063.5,383,{"$f":"MIN(AP717,360/'Roof Bay Analysis'!$I$51*AR717)","v":574.5},27]
[49028.0766,49028.1149,49,null,28,"LH",13,"28LH13",766,1149,415,{"$f":"MIN(I718,360/'Roof Bay Analysis'!$I$51*K718)","v":622.5},30,null,null,null,null,null,null,null,null,null,null,null,null,null,null,null,null,null,null,null,null,null,49028.062250000003,49,null,28,"LH",13,"28LH13",766,1149,415,{"$f":"MIN(AP718,360/'Roof Bay Analysis'!$I$51*AR718)","v":622.5},30]
[49032.041917808216,49032.062876712327,49,null,32,"LH",8,"32LH 8",419.17808219178085,628.76712328767121,265.58711765809721,{"$f":"MIN(I719,360/'Roof Bay Analysis'!$I$51*K719)","v":398.38067648714582},17,null,null,null,null,null,null,null,null,null,null,null,null,null,null,null,null,null,null,null,null,null,49032.039838067649,49,null,32,"LH",8,"32LH 8",419.17808219178085,628.76712328767121,265.58711765809721,{"$f":"MIN(AP719,360/'Roof Bay Analysis'!$I$51*AR719)","v":398.38067648714582},17]
[49032.052602739728,49032.078904109592,49,null,32,"LH",9,"32LH 9",526.02739726027403,789.04109589041104,332.2442765997373,{"$f":"MIN(I720,360/'Roof Bay Analysis'!$I$51*K720)","v":498.36641489960596},21,null,null,null,null,null,null,null,null,null,null,null,null,null,null,null,null,null,null,null,null,null,49032.04983664149,49,null,32,"LH",9,"32LH 9",526.02739726027403,789.04109589041104,332.2442765997373,{"$f":"MIN(AP720,360/'Roof Bay Analysis'!$I$51*AR720)","v":498.36641489960596},21]
[49032.058150684934,49032.087226027397,49,null,32,"LH",10,"32LH10",581.50684931506851,872.26027397260282,366.61437417902044,{"$f":"MIN(I721,360/'Roof Bay Analysis'!$I$51*K721)","v":549.9215612685307},21,null,null,null,null,null,null,null,null,null,null,null,null,null,null,null,null,null,null,null,null,null,49032.054992156125,49,null,32,"LH",10,"32LH10",581.50684931506851,872.26027397260282,366.61437417902044,{"$f":"MIN(AP721,360/'Roof Bay Analysis'!$I$51*AR721)","v":549.9215612685307},21]
[49032.06369863014,49032.095547945202,49,null,32,"LH",11,"32LH11",636.98630136986299,955.47945205479448,400.98447175830364,{"$f":"MIN(I722,360/'Roof Bay Analysis'!$I$51*K722)","v":601.47670763745543},24,null,null,null,null,null,null,null,null,null,null,null,null,null,null,null,null,null,null,null,null,null,49032.060147670767,49,null,32,"LH",11,"32LH11",636.98630136986299,955.47945205479448,400.98447175830364,{"$f":"MIN(AP722,360/'Roof Bay Analysis'!$I$51*AR722)","v":601.47670763745543},24]
[49032.074794520551,49032.11219178082,49,null,32,"LH",12,"32LH12",747.94520547945206,1121.9178082191781,468.68314880840683,{"$f":"MIN(I723,360/'Roof Bay Analysis'!$I$51*K723)","v":703.0247232126103},27,null,null,null,null,null,null,null,null,null,null,null,null,null,null,null,null,null,null,null,null,null,49032.070302472319,49,null,32,"LH",12,"32LH12",747.94520547945206,1121.9178082191781,468.68314880840683,{"$f":"MIN(AP723,360/'Roof Bay Analysis'!$I$51*AR723)","v":703.0247232126103},27]
[49032.083424657532,49032.125136986302,49,null,32,"LH",13,"32LH13",834.2465753424658,1251.3698630136987,520.75905423156314,{"$f":"MIN(I724,360/'Roof Bay Analysis'!$I$51*K724)","v":781.13858134734471},30,null,null,null,null,null,null,null,null,null,null,null,null,null,null,null,null,null,null,null,null,null,49032.078113858137,49,null,32,"LH",13,"32LH13",834.2465753424658,1251.3698630136987,520.75905423156314,{"$f":"MIN(AP724,360/'Roof Bay Analysis'!$I$51*AR724)","v":781.13858134734471},30]
[49032.085890410955,49032.128835616437,49,null,32,"LH",14,"32LH14",858.90410958904113,1288.3561643835617,536.38182585851007,{"$f":"MIN(I725,360/'Roof Bay Analysis'!$I$51*K725)","v":804.57273878776505},33,null,null,null,null,null,null,null,null,null,null,null,null,null,null,null,null,null,null,null,null,null,49032.080457273878,49,null,32,"LH",14,"32LH14",858.90410958904113,1288.3561643835617,536.38182585851007,{"$f":"MIN(AP725,360/'Roof Bay Analysis'!$I$51*AR725)","v":804.57273878776505},33]
[49032.088767123285,49032.133150684931,49,null,32,"LH",15,"32LH15",887.67123287671234,1331.5068493150684,554.08763370238319,{"$f":"MIN(I726,360/'Roof Bay Analysis'!$I$51*K726)","v":831.13145055357472},35,null,null,null,null,null,null,null,null,null,null,null,null,null,null,null,null,null,null,null,null,null,49032.083113145054,49,null,32,"LH",15,"32LH15",887.67123287671234,1331.5068493150684,554.08763370238319,{"$f":"MIN(AP726,360/'Roof Bay Analysis'!$I$51*AR726)","v":831.13145055357472},35]
[49036.04869863014,49036.073047945203,49,null,36,"LH",9,"36LH 9",486.98630136986299,730.47945205479448,346.80348095327452,{"$f":"MIN(I727,360/'Roof Bay Analysis'!$I$51*K727)","v":486.98630136986299},21,null,null,null,null,null,null,null,null,null,null,null,null,null,null,null,null,null,null,null,null,null,49036.04869863014,49,null,36,"LH",9,"36LH 9",486.98630136986299,730.47945205479448,346.80348095327452,{"$f":"MIN(AP727,360/'Roof Bay Analysis'!$I$51*AR727)","v":486.98630136986299},21]
[49036.053630136987,49036.08044520548,49,null,36,"LH",10,"36LH10",536.30136986301375,804.45205479452056,383.30911052730346,{"$f":"MIN(I728,360/'Roof Bay Analysis'!$I$51*K728)","v":536.30136986301375},21,null,null,null,null,null,null,null,null,null,null,null,null,null,null,null,null,null,null,null,null,null,49036.053630136987,49,null,36,"LH",10,"36LH10",536.30136986301375,804.45205479452056,383.30911052730346,{"$f":"MIN(AP728,360/'Roof Bay Analysis'!$I$51*AR728)","v":536.30136986301375},21]
[49036.058561643833,49036.087842465757,49,null,36,"LH",11,"36LH11",585.61643835616439,878.42465753424653,417.00661474948396,{"$f":"MIN(I729,360/'Roof Bay Analysis'!$I$51*K729)","v":585.61643835616439},23,null,null,null,null,null,null,null,null,null,null,null,null,null,null,null,null,null,null,null,null,null,49036.058561643833,49,null,36,"LH",11,"36LH11",585.61643835616439,878.42465753424653,417.00661474948396,{"$f":"MIN(AP729,360/'Roof Bay Analysis'!$I$51*AR729)","v":585.61643835616439},23]
[49036.070068493151,49036.105102739726,49,null,36,"LH",12,"36LH12",700.68493150684935,1051.027397260274,497.03818727716271,{"$f":"MIN(I730,360/'Roof Bay Analysis'!$I$51*K730)","v":700.68493150684935},25,null,null,null,null,null,null,null,null,null,null,null,null,null,null,null,null,null,null,null,null,null,49036.070068493151,49,null,36,"LH",12,"36LH12",700.68493150684935,1051.027397260274,497.03818727716271,{"$f":"MIN(AP730,360/'Roof Bay Analysis'!$I$51*AR730)","v":700.68493150684935},25]
[49036.082397260274,49036.123595890414,49,null,36,"LH",13,"36LH13",823.97260273972597,1235.958904109589,582.68601050853817,{"$f":"MIN(I731,360/'Roof Bay Analysis'!$I$51*K731)","v":823.97260273972597},30,null,null,null,null,null,null,null,null,null,null,null,null,null,null,null,null,null,null,null,null,null,49036.082397260274,49,null,36,"LH",13,"36LH13",823.97260273972597,1235.958904109589,582.68601050853817,{"$f":"MIN(AP731,360/'Roof Bay Analysis'!$I$51*AR731)","v":823.97260273972597},30]
[49036.090821917809,49036.136232876714,49,null,36,"LH",14,"36LH14",908.21917808219177,1362.3287671232877,640.25258022142987,{"$f":"MIN(I732,360/'Roof Bay Analysis'!$I$51*K732)","v":908.21917808219177},36,null,null,null,null,null,null,null,null,null,null,null,null,null,null,null,null,null,null,null,null,null,49036.090821917809,49,null,36,"LH",14,"36LH14",908.21917808219177,1362.3287671232877,640.25258022142987,{"$f":"MIN(AP732,360/'Roof Bay Analysis'!$I$51*AR732)","v":908.21917808219177},36]
[49036.095753424655,49036.143630136983,49,null,36,"LH",15,"36LH15",957.53424657534242,1436.3013698630136,673.95008444361042,{"$f":"MIN(I733,360/'Roof Bay Analysis'!$I$51*K733)","v":957.53424657534242},36,null,null,null,null,null,null,null,null,null,null,null,null,null,null,null,null,null,null,null,null,null,49036.095753424655,49,null,36,"LH",15,"36LH15",957.53424657534242,1436.3013698630136,673.95008444361042,{"$f":"MIN(AP733,360/'Roof Bay Analysis'!$I$51*AR733)","v":957.53424657534242},36]
[49040.049315068492,49040.073972602739,49,null,40,"LH",10,"40LH10",493.15068493150687,739.72602739726028,393.26064927753799,{"$f":"MIN(I734,360/'Roof Bay Analysis'!$I$51*K734)","v":493.15068493150687},21,null,null,null,null,null,null,null,null,null,null,null,null,null,null,null,null,null,null,null,null,null,49040.049315068492,49,null,40,"LH",10,"40LH10",493.15068493150687,739.72602739726028,393.26064927753799,{"$f":"MIN(AP734,360/'Roof Bay Analysis'!$I$51*AR734)","v":493.15068493150687},21]
[49040.05383561644,49040.080753424656,49,null,40,"LH",11,"40LH11",538.35616438356169,807.53424657534254,426.03237005066615,{"$f":"MIN(I735,360/'Roof Bay Analysis'!$I$51*K735)","v":538.35616438356169},22,null,null,null,null,null,null,null,null,null,null,null,null,null,null,null,null,null,null,null,null,null,49040.05383561644,49,null,40,"LH",11,"40LH11",538.35616438356169,807.53424657534254,426.03237005066615,{"$f":"MIN(AP735,360/'Roof Bay Analysis'!$I$51*AR735)","v":538.35616438356169},22]
[49040.065547945203,49040.098321917809,49,null,40,"LH",12,"40LH12",655.47945205479448,983.21917808219177,518.88557890786262,{"$f":"MIN(I736,360/'Roof Bay Analysis'!$I$51*K736)","v":655.47945205479448},25,null,null,null,null,null,null,null,null,null,null,null,null,null,null,null,null,null,null,null,null,null,49040.065547945203,49,null,40,"LH",12,"40LH12",655.47945205479448,983.21917808219177,518.88557890786262,{"$f":"MIN(AP736,360/'Roof Bay Analysis'!$I$51*AR736)","v":655.47945205479448},25]
[49040.077260273974,49040.115890410962,49,null,40,"LH",13,"40LH13",772.60273972602738,1158.9041095890411,608.09748545693378,{"$f":"MIN(I737,360/'Roof Bay Analysis'!$I$51*K737)","v":772.60273972602738},30,null,null,null,null,null,null,null,null,null,null,null,null,null,null,null,null,null,null,null,null,null,49040.077260273974,49,null,40,"LH",13,"40LH13",772.60273972602738,1158.9041095890411,608.09748545693378,{"$f":"MIN(AP737,360/'Roof Bay Analysis'!$I$51*AR737)","v":772.60273972602738},30]
[49040.088356164386,49040.132534246579,49,null,40,"LH",14,"40LH14",883.56164383561645,1325.3424657534247,697.30939200600483,{"$f":"MIN(I738,360/'Roof Bay Analysis'!$I$51*K738)","v":883.56164383561645},35,null,null,null,null,null,null,null,null,null,null,null,null,null,null,null,null,null,null,null,null,null,49040.088356164386,49,null,40,"LH",14,"40LH14",883.56164383561645,1325.3424657534247,697.30939200600483,{"$f":"MIN(AP738,360/'Roof Bay Analysis'!$I$51*AR738)","v":883.56164383561645},35]
[49040.098835616438,49040.148253424661,49,null,40,"LH",15,"40LH15",988.35616438356169,1482.5342465753424,777.41804278476263,{"$f":"MIN(I739,360/'Roof Bay Analysis'!$I$51*K739)","v":988.35616438356169},36,null,null,null,null,null,null,null,null,null,null,null,null,null,null,null,null,null,null,null,null,null,49040.098835616438,49,null,40,"LH",15,"40LH15",988.35616438356169,1482.5342465753424,777.41804278476263,{"$f":"MIN(AP739,360/'Roof Bay Analysis'!$I$51*AR739)","v":988.35616438356169},36]
[49040.108904109591,49040.163356164383,49,null,40,"LH",16,"40LH16",1089.041095890411,1633.5616438356165,853.88539125539501,{"$f":"MIN(I740,360/'Roof Bay Analysis'!$I$51*K740)","v":1089.041095890411},42,null,null,null,null,null,null,null,null,null,null,null,null,null,null,null,null,null,null,null,null,null,49040.108904109591,49,null,40,"LH",16,"40LH16",1089.041095890411,1633.5616438356165,853.88539125539501,{"$f":"MIN(AP740,360/'Roof Bay Analysis'!$I$51*AR740)","v":1089.041095890411},42]
[50028.036500000002,50028.054750000003,50,null,28,"LH",7,"28LH 7",365,547.5,197,{"$f":"MIN(I741,360/'Roof Bay Analysis'!$I$51*K741)","v":295.5},17,null,null,null,null,null,null,null,null,null,null,null,null,null,null,null,null,null,null,null,null,null,50028.029549999999,50,null,28,"LH",7,"28LH 7",365,547.5,197,{"$f":"MIN(AP741,360/'Roof Bay Analysis'!$I$51*AR741)","v":295.5},17]
[50028.038699999997,50028.05805,50,null,28,"LH",8,"28LH 8",387,580.5,209,{"$f":"MIN(I742,360/'Roof Bay Analysis'!$I$51*K742)","v":313.5},18,null,null,null,null,null,null,null,null,null,null,null,null,null,null,null,null,null,null,null,null,null,50028.031349999997,50,null,28,"LH",8,"28LH 8",387,580.5,209,{"$f":"MIN(AP742,360/'Roof Bay Analysis'!$I$51*AR742)","v":313.5},18]
[50028.0481,50028.07215,50,null,28,"LH",9,"28LH 9",481,721.5,258,{"$f":"MIN(I743,360/'Roof Bay Analysis'!$I$51*K743)","v":387},21,null,null,null,null,null,null,null,null,null,null,null,null,null,null,null,null,null,null,null,null,null,50028.038699999997,50,null,28,"LH",9,"28LH 9",481,721.5,258,{"$f":"MIN(AP743,360/'Roof Bay Analysis'!$I$51*AR743)","v":387},21]
[50028.0533,50028.079949999999,50,null,28,"LH",10,"28LH10",533,799.5,285,{"$f":"MIN(I744,360/'Roof Bay Analysis'!$I$51*K744)","v":427.5},23,null,null,null,null,null,null,null,null,null,null,null,null,null,null,null,null,null,null,null,null,null,50028.042750000001,50,null,28,"LH",10,"28LH10",533,799.5,285,{"$f":"MIN(AP744,360/'Roof Bay Analysis'!$I$51*AR744)","v":427.5},23]
[50028.058199999999,50028.087299999999,50,null,28,"LH",11,"28LH11",582,873,312,{"$f":"MIN(I745,360/'Roof Bay Analysis'!$I$51*K745)","v":468},25,null,null,null,null,null,null,null,null,null,null,null,null,null,null,null,null,null,null,null,null,null,50028.046799999996,50,null,28,"LH",11,"28LH11",582,873,312,{"$f":"MIN(AP745,360/'Roof Bay Analysis'!$I$51*AR745)","v":468},25]
[50028.068200000002,50028.102299999999,50,null,28,"LH",12,"28LH12",682,1023,361,{"$f":"MIN(I746,360/'Roof Bay Analysis'!$I$51*K746)","v":541.5},27,null,null,null,null,null,null,null,null,null,null,null,null,null,null,null,null,null,null,null,null,null,50028.054150000004,50,null,28,"LH",12,"28LH12",682,1023,361,{"$f":"MIN(AP746,360/'Roof Bay Analysis'!$I$51*AR746)","v":541.5},27]
[50028.075100000002,50028.112650000003,50,null,28,"LH",13,"28LH13",751,1126.5,396,{"$f":"MIN(I747,360/'Roof Bay Analysis'!$I$51*K747)","v":594},30,null,null,null,null,null,null,null,null,null,null,null,null,null,null,null,null,null,null,null,null,null,50028.059399999998,50,null,28,"LH",13,"28LH13",751,1126.5,396,{"$f":"MIN(AP747,360/'Roof Bay Analysis'!$I$51*AR747)","v":594},30]
[50032.041100000002,50032.061650000003,50,null,32,"LH",8,"32LH 8",411,616.5,255,{"$f":"MIN(I748,360/'Roof Bay Analysis'!$I$51*K748)","v":382.5},17,null,null,null,null,null,null,null,null,null,null,null,null,null,null,null,null,null,null,null,null,null,50032.038249999998,50,null,32,"LH",8,"32LH 8",411,616.5,255,{"$f":"MIN(AP748,360/'Roof Bay Analysis'!$I$51*AR748)","v":382.5},17]
[50032.051599999999,50032.077400000002,50,null,32,"LH",9,"32LH 9",516,774,319,{"$f":"MIN(I749,360/'Roof Bay Analysis'!$I$51*K749)","v":478.5},21,null,null,null,null,null,null,null,null,null,null,null,null,null,null,null,null,null,null,null,null,null,50032.047850000003,50,null,32,"LH",9,"32LH 9",516,774,319,{"$f":"MIN(AP749,360/'Roof Bay Analysis'!$I$51*AR749)","v":478.5},21]
[50032.057099999998,50032.085650000001,50,null,32,"LH",10,"32LH10",571,856.5,352,{"$f":"MIN(I750,360/'Roof Bay Analysis'!$I$51*K750)","v":528},21,null,null,null,null,null,null,null,null,null,null,null,null,null,null,null,null,null,null,null,null,null,50032.052799999998,50,null,32,"LH",10,"32LH10",571,856.5,352,{"$f":"MIN(AP750,360/'Roof Bay Analysis'!$I$51*AR750)","v":528},21]
[50032.0625,50032.09375,50,null,32,"LH",11,"32LH11",625,937.5,385,{"$f":"MIN(I751,360/'Roof Bay Analysis'!$I$51*K751)","v":577.5},24,null,null,null,null,null,null,null,null,null,null,null,null,null,null,null,null,null,null,null,null,null,50032.05775,50,null,32,"LH",11,"32LH11",625,937.5,385,{"$f":"MIN(AP751,360/'Roof Bay Analysis'!$I$51*AR751)","v":577.5},24]
[50032.073400000001,50032.110099999998,50,null,32,"LH",12,"32LH12",734,1101,450,{"$f":"MIN(I752,360/'Roof Bay Analysis'!$I$51*K752)","v":675},27,null,null,null,null,null,null,null,null,null,null,null,null,null,null,null,null,null,null,null,null,null,50032.067499999997,50,null,32,"LH",12,"32LH12",734,1101,450,{"$f":"MIN(AP752,360/'Roof Bay Analysis'!$I$51*AR752)","v":675},27]
[50032.081700000002,50032.12255,50,null,32,"LH",13,"32LH13",817,1225.5,500,{"$f":"MIN(I753,360/'Roof Bay Analysis'!$I$51*K753)","v":750},30,null,null,null,null,null,null,null,null,null,null,null,null,null,null,null,null,null,null,null,null,null,50032.074999999997,50,null,32,"LH",13,"32LH13",817,1225.5,500,{"$f":"MIN(AP753,360/'Roof Bay Analysis'!$I$51*AR753)","v":750},30]
[50032.084300000002,50032.126450000003,50,null,32,"LH",14,"32LH14",843,1264.5,515,{"$f":"MIN(I754,360/'Roof Bay Analysis'!$I$51*K754)","v":772.5},33,null,null,null,null,null,null,null,null,null,null,null,null,null,null,null,null,null,null,null,null,null,50032.077250000002,50,null,32,"LH",14,"32LH14",843,1264.5,515,{"$f":"MIN(AP754,360/'Roof Bay Analysis'!$I$51*AR754)","v":772.5},33]
[50032.087,50032.130499999999,50,null,32,"LH",15,"32LH15",870,1305,532,{"$f":"MIN(I755,360/'Roof Bay Analysis'!$I$51*K755)","v":798},35,null,null,null,null,null,null,null,null,null,null,null,null,null,null,null,null,null,null,null,null,null,50032.0798,50,null,32,"LH",15,"32LH15",870,1305,532,{"$f":"MIN(AP755,360/'Roof Bay Analysis'!$I$51*AR755)","v":798},35]
[50036.047718120804,50036.07157718121,50,null,36,"LH",9,"36LH 9",477.18120805369125,715.77181208053685,332.97882978244223,{"$f":"MIN(I756,360/'Roof Bay Analysis'!$I$51*K756)","v":477.18120805369125},21,null,null,null,null,null,null,null,null,null,null,null,null,null,null,null,null,null,null,null,null,null,50036.047718120804,50,null,36,"LH",9,"36LH 9",477.18120805369125,715.77181208053685,332.97882978244223,{"$f":"MIN(AP756,360/'Roof Bay Analysis'!$I$51*AR756)","v":477.18120805369125},21]
[50036.052550335568,50036.078825503355,50,null,36,"LH",10,"36LH10",525.50335570469804,788.255033557047,368.02923291743616,{"$f":"MIN(I757,360/'Roof Bay Analysis'!$I$51*K757)","v":525.50335570469804},21,null,null,null,null,null,null,null,null,null,null,null,null,null,null,null,null,null,null,null,null,null,50036.052550335568,50,null,36,"LH",10,"36LH10",525.50335570469804,788.255033557047,368.02923291743616,{"$f":"MIN(AP757,360/'Roof Bay Analysis'!$I$51*AR757)","v":525.50335570469804},21]
[50036.057382550338,50036.086073825507,50,null,36,"LH",11,"36LH11",573.82550335570465,860.73825503355692,400.38345119589206,{"$f":"MIN(I758,360/'Roof Bay Analysis'!$I$51*K758)","v":573.82550335570465},23,null,null,null,null,null,null,null,null,null,null,null,null,null,null,null,null,null,null,null,null,null,50036.057382550338,50,null,36,"LH",11,"36LH11",573.82550335570465,860.73825503355692,400.38345119589206,{"$f":"MIN(AP758,360/'Roof Bay Analysis'!$I$51*AR758)","v":573.82550335570465},23]
[50036.068657718119,50036.102986577178,50,null,36,"LH",12,"36LH12",686.57718120805373,1029.8657718120805,477.22471960722493,{"$f":"MIN(I759,360/'Roof Bay Analysis'!$I$51*K759)","v":686.57718120805373},25,null,null,null,null,null,null,null,null,null,null,null,null,null,null,null,null,null,null,null,null,null,50036.068657718119,50,null,36,"LH",12,"36LH12",686.57718120805373,1029.8657718120805,477.22471960722493,{"$f":"MIN(AP759,360/'Roof Bay Analysis'!$I$51*AR759)","v":686.57718120805373},25]
[50036.080738255034,50036.121107382547,50,null,36,"LH",13,"36LH13",807.3825503355705,1211.0738255033557,559.45835773163367,{"$f":"MIN(I760,360/'Roof Bay Analysis'!$I$51*K760)","v":807.3825503355705},30,null,null,null,null,null,null,null,null,null,null,null,null,null,null,null,null,null,null,null,null,null,50036.080738255034,50,null,36,"LH",13,"36LH13",807.3825503355705,1211.0738255033557,559.45835773163367,{"$f":"MIN(AP760,360/'Roof Bay Analysis'!$I$51*AR760)","v":807.3825503355705},30]
[50036.088993288591,50036.133489932887,50,null,36,"LH",14,"36LH14",889.93288590604027,1334.8993288590605,614.73014729066256,{"$f":"MIN(I761,360/'Roof Bay Analysis'!$I$51*K761)","v":889.93288590604027},36,null,null,null,null,null,null,null,null,null,null,null,null,null,null,null,null,null,null,null,null,null,50036.088993288591,50,null,36,"LH",14,"36LH14",889.93288590604027,1334.8993288590605,614.73014729066256,{"$f":"MIN(AP761,360/'Roof Bay Analysis'!$I$51*AR761)","v":889.93288590604027},36]
[50036.093825503354,50036.140738255031,50,null,36,"LH",15,"36LH15",938.255033557047,1407.3825503355706,647.08436556911852,{"$f":"MIN(I762,360/'Roof Bay Analysis'!$I$51*K762)","v":938.255033557047},36,null,null,null,null,null,null,null,null,null,null,null,null,null,null,null,null,null,null,null,null,null,50036.093825503354,50,null,36,"LH",15,"36LH15",938.255033557047,1407.3825503355706,647.08436556911852,{"$f":"MIN(AP762,360/'Roof Bay Analysis'!$I$51*AR762)","v":938.255033557047},36]
[50040.048322147653,50040.072483221476,50,null,40,"LH",10,"40LH10",483.22147651006713,724.83221476510073,377.58407278951398,{"$f":"MIN(I763,360/'Roof Bay Analysis'!$I$51*K763)","v":483.22147651006713},21,null,null,null,null,null,null,null,null,null,null,null,null,null,null,null,null,null,null,null,null,null,50040.048322147653,50,null,40,"LH",10,"40LH10",483.22147651006713,724.83221476510073,377.58407278951398,{"$f":"MIN(AP763,360/'Roof Bay Analysis'!$I$51*AR763)","v":483.22147651006713},21]
[50040.052751677853,50040.079127516779,50,null,40,"LH",11,"40LH11",527.51677852348996,791.275167785235,409.04941218864013,{"$f":"MIN(I764,360/'Roof Bay Analysis'!$I$51*K764)","v":527.51677852348996},22,null,null,null,null,null,null,null,null,null,null,null,null,null,null,null,null,null,null,null,null,null,50040.052751677853,50,null,40,"LH",11,"40LH11",527.51677852348996,791.275167785235,409.04941218864013,{"$f":"MIN(AP764,360/'Roof Bay Analysis'!$I$51*AR764)","v":527.51677852348996},22]
[50040.064228187919,50040.096342281882,50,null,40,"LH",12,"40LH12",642.28187919463085,963.42281879194627,498.20120715283093,{"$f":"MIN(I765,360/'Roof Bay Analysis'!$I$51*K765)","v":642.28187919463085},25,null,null,null,null,null,null,null,null,null,null,null,null,null,null,null,null,null,null,null,null,null,50040.064228187919,50,null,40,"LH",12,"40LH12",642.28187919463085,963.42281879194627,498.20120715283093,{"$f":"MIN(AP765,360/'Roof Bay Analysis'!$I$51*AR765)","v":642.28187919463085},25]
[50040.075704697985,50040.113557046978,50,null,40,"LH",13,"40LH13",757.04697986577185,1135.5704697986578,583.85685329489661,{"$f":"MIN(I766,360/'Roof Bay Analysis'!$I$51*K766)","v":757.04697986577185},30,null,null,null,null,null,null,null,null,null,null,null,null,null,null,null,null,null,null,null,null,null,50040.075704697985,50,null,40,"LH",13,"40LH13",757.04697986577185,1135.5704697986578,583.85685329489661,{"$f":"MIN(AP766,360/'Roof Bay Analysis'!$I$51*AR766)","v":757.04697986577185},30]
[50040.08657718121,50040.129865771814,50,null,40,"LH",14,"40LH14",865.77181208053696,1298.6577181208054,669.51249943696234,{"$f":"MIN(I767,360/'Roof Bay Analysis'!$I$51*K767)","v":865.77181208053696},35,null,null,null,null,null,null,null,null,null,null,null,null,null,null,null,null,null,null,null,null,null,50040.08657718121,50,null,40,"LH",14,"40LH14",865.77181208053696,1298.6577181208054,669.51249943696234,{"$f":"MIN(AP767,360/'Roof Bay Analysis'!$I$51*AR767)","v":865.77181208053696},35]
[50040.096845637585,50040.145268456377,50,null,40,"LH",15,"40LH15",968.45637583892619,1452.6845637583892,746.42777352371513,{"$f":"MIN(I768,360/'Roof Bay Analysis'!$I$51*K768)","v":968.45637583892619},36,null,null,null,null,null,null,null,null,null,null,null,null,null,null,null,null,null,null,null,null,null,50040.096845637585,50,null,40,"LH",15,"40LH15",968.45637583892619,1452.6845637583892,746.42777352371513,{"$f":"MIN(AP768,360/'Roof Bay Analysis'!$I$51*AR768)","v":968.45637583892619},36]
[50040.106711409397,50040.160067114091,50,null,40,"LH",16,"40LH16",1067.1140939597315,1600.6711409395971,819.84689878834286,{"$f":"MIN(I769,360/'Roof Bay Analysis'!$I$51*K769)","v":1067.1140939597315},42,null,null,null,null,null,null,null,null,null,null,null,null,null,null,null,null,null,null,null,null,null,50040.106711409397,50,null,40,"LH",16,"40LH16",1067.1140939597315,1600.6711409395971,819.84689878834286,{"$f":"MIN(AP769,360/'Roof Bay Analysis'!$I$51*AR769)","v":1067.1140939597315},42]
[51028.035199999998,51028.052799999998,51,null,28,"LH",7,"28LH 7",352,528,186,{"$f":"MIN(I770,360/'Roof Bay Analysis'!$I$51*K770)","v":279},17,null,null,null,null,null,null,null,null,null,null,null,null,null,null,null,null,null,null,null,null,null,51028.027900000001,51,null,28,"LH",7,"28LH 7",352,528,186,{"$f":"MIN(AP770,360/'Roof Bay Analysis'!$I$51*AR770)","v":279},17]
[51028.037100000001,51028.055650000002,51,null,28,"LH",8,"28LH 8",371,556.5,196,{"$f":"MIN(I771,360/'Roof Bay Analysis'!$I$51*K771)","v":294},18,null,null,null,null,null,null,null,null,null,null,null,null,null,null,null,null,null,null,null,null,null,51028.029399999999,51,null,28,"LH",8,"28LH 8",371,556.5,196,{"$f":"MIN(AP771,360/'Roof Bay Analysis'!$I$51*AR771)","v":294},18]
[{"$f":"C772*1000+E772+I772/10000","v":51028.046300000002},{"$f":"C772*1000+E772+J772/10000","v":51028.069450000003},51,null,28,"LH",9,"28LH 9",463,{"$f":"1.5*I772","v":694.5},243,{"$f":"MIN(I772,360/'Roof Bay Analysis'!$I$51*K772)","v":364.5},21,null,null,null,null,null,null,null,null,null,null,null,null,null,null,null,null,null,null,null,null,null,{"$f":"AJ772*1000+AL772+AS772/10000","v":51028.03645},51,null,28,"LH",9,"28LH 9",463,{"$f":"1.5*AP772","v":694.5},243,{"$f":"MIN(AP772,360/'Roof Bay Analysis'!$I$51*AR772)","v":364.5},21]
[51028.051299999999,51028.076950000002,51,null,{"$f":"VALUE(LEFT(H773,2))","v":28},{"$f":"MID(H773,3,LEN(H773)-4)","v":"LH"},{"$f":"VALUE(RIGHT(H773,2))","v":10},"28LH10",513,769.5,269,{"$f":"MIN(I773,360/'Roof Bay Analysis'!$I$51*K773)","v":403.5},23,null,null,null,null,null,null,null,null,null,null,null,null,null,null,null,null,null,null,null,null,null,51028.040350000003,51,null,{"$f":"VALUE(LEFT(AO773,2))","v":28},{"$f":"MID(AO773,3,LEN(AO773)-4)","v":"LH"},{"$f":"VALUE(RIGHT(AO773,2))","v":10},"28LH10",513,769.5,269,{"$f":"MIN(AP773,360/'Roof Bay Analysis'!$I$51*AR773)","v":403.5},23]
[51028.056100000002,51028.084150000002,51,null,28,"LH",11,"28LH11",561,841.5,294,{"$f":"MIN(I774,360/'Roof Bay Analysis'!$I$51*K774)","v":441},25,null,null,null,null,null,null,null,null,null,null,null,null,null,null,null,null,null,null,null,null,null,51028.044099999999,51,null,28,"LH",11,"28LH11",561,841.5,294,{"$f":"MIN(AP774,360/'Roof Bay Analysis'!$I$51*AR774)","v":441},25]
[51028.065600000002,51028.098400000003,51,null,28,"LH",12,"28LH12",656,984,340,{"$f":"MIN(I775,360/'Roof Bay Analysis'!$I$51*K775)","v":510},27,null,null,null,null,null,null,null,null,null,null,null,null,null,null,null,null,null,null,null,null,null,51028.050999999999,51,null,28,"LH",12,"28LH12",656,984,340,{"$f":"MIN(AP775,360/'Roof Bay Analysis'!$I$51*AR775)","v":510},27]
[51028.072200000002,51028.1083,51,null,28,"LH",13,"28LH13",722,1083,373,{"$f":"MIN(I776,360/'Roof Bay Analysis'!$I$51*K776)","v":559.5},30,null,null,null,null,null,null,null,null,null,null,null,null,null,null,null,null,null,null,null,null,null,51028.055950000002,51,null,28,"LH",13,"28LH13",722,1083,373,{"$f":"MIN(AP776,360/'Roof Bay Analysis'!$I$51*AR776)","v":559.5},30]
[51032.039700000001,51032.059549999998,51,null,32,"LH",8,"32LH 8",397,595.5,242,{"$f":"MIN(I777,360/'Roof Bay Analysis'!$I$51*K777)","v":363},17,null,null,null,null,null,null,null,null,null,null,null,null,null,null,null,null,null,null,null,null,null,51032.0363,51,null,32,"LH",8,"32LH 8",397,595.5,242,{"$f":"MIN(AP777,360/'Roof Bay Analysis'!$I$51*AR777)","v":363},17]
[51032.049800000001,51032.074699999997,51,null,32,"LH",9,"32LH 9",498,747,302,{"$f":"MIN(I778,360/'Roof Bay Analysis'!$I$51*K778)","v":453},21,null,null,null,null,null,null,null,null,null,null,null,null,null,null,null,null,null,null,null,null,null,51032.045299999998,51,null,32,"LH",9,"32LH 9",498,747,302,{"$f":"MIN(AP778,360/'Roof Bay Analysis'!$I$51*AR778)","v":453},21]
[51032.055,51032.082499999997,51,null,32,"LH",10,"32LH10",550,825,332,{"$f":"MIN(I779,360/'Roof Bay Analysis'!$I$51*K779)","v":498},21,null,null,null,null,null,null,null,null,null,null,null,null,null,null,null,null,null,null,null,null,null,51032.049800000001,51,null,32,"LH",10,"32LH10",550,825,332,{"$f":"MIN(AP779,360/'Roof Bay Analysis'!$I$51*AR779)","v":498},21]
[51032.0602,51032.090300000003,51,null,32,"LH",11,"32LH11",602,903,363,{"$f":"MIN(I780,360/'Roof Bay Analysis'!$I$51*K780)","v":544.5},24,null,null,null,null,null,null,null,null,null,null,null,null,null,null,null,null,null,null,null,null,null,51032.054450000003,51,null,32,"LH",11,"32LH11",602,903,363,{"$f":"MIN(AP780,360/'Roof Bay Analysis'!$I$51*AR780)","v":544.5},24]
[51032.071199999998,51032.106800000001,51,null,32,"LH",12,"32LH12",712,1068,428,{"$f":"MIN(I781,360/'Roof Bay Analysis'!$I$51*K781)","v":642},27,null,null,null,null,null,null,null,null,null,null,null,null,null,null,null,null,null,null,null,null,null,51032.064200000001,51,null,32,"LH",12,"32LH12",712,1068,428,{"$f":"MIN(AP781,360/'Roof Bay Analysis'!$I$51*AR781)","v":642},27]
[51032.080099999999,51032.120150000002,51,null,32,"LH",13,"32LH13",801,1201.5,480,{"$f":"MIN(I782,360/'Roof Bay Analysis'!$I$51*K782)","v":720},30,null,null,null,null,null,null,null,null,null,null,null,null,null,null,null,null,null,null,null,null,null,51032.072,51,null,32,"LH",13,"32LH13",801,1201.5,480,{"$f":"MIN(AP782,360/'Roof Bay Analysis'!$I$51*AR782)","v":720},30]
[51032.082600000002,51032.123899999999,51,null,32,"LH",14,"32LH14",826,1239,495,{"$f":"MIN(I783,360/'Roof Bay Analysis'!$I$51*K783)","v":742.5},33,null,null,null,null,null,null,null,null,null,null,null,null,null,null,null,null,null,null,null,null,null,51032.074249999998,51,null,32,"LH",14,"32LH14",826,1239,495,{"$f":"MIN(AP783,360/'Roof Bay Analysis'!$I$51*AR783)","v":742.5},33]
[51032.085299999999,51032.127950000002,51,null,32,"LH",15,"32LH15",853,1279.5,511,{"$f":"MIN(I784,360/'Roof Bay Analysis'!$I$51*K784)","v":766.5},35,null,null,null,null,null,null,null,null,null,null,null,null,null,null,null,null,null,null,null,null,null,51032.076650000003,51,null,32,"LH",15,"32LH15",853,1279.5,511,{"$f":"MIN(AP784,360/'Roof Bay Analysis'!$I$51*AR784)","v":766.5},35]
[51036.046776315787,51036.070164473684,51,null,36,"LH",9,"36LH 9",467.76315789473682,701.6447368421052,319.96463815789474,{"$f":"MIN(I785,360/'Roof Bay Analysis'!$I$51*K785)","v":467.76315789473682},21,null,null,null,null,null,null,null,null,null,null,null,null,null,null,null,null,null,null,null,null,null,51036.046776315787,51,null,36,"LH",9,"36LH 9",467.76315789473682,701.6447368421052,319.96463815789474,{"$f":"MIN(AP785,360/'Roof Bay Analysis'!$I$51*AR785)","v":467.76315789473682},21]
[51036.051513157894,51036.077269736845,51,null,36,"LH",10,"36LH10",515.13157894736844,772.69736842105272,353.64512638504158,{"$f":"MIN(I786,360/'Roof Bay Analysis'!$I$51*K786)","v":515.13157894736844},21,null,null,null,null,null,null,null,null,null,null,null,null,null,null,null,null,null,null,null,null,null,51036.051513157894,51,null,36,"LH",10,"36LH10",515.13157894736844,772.69736842105272,353.64512638504158,{"$f":"MIN(AP786,360/'Roof Bay Analysis'!$I$51*AR786)","v":515.13157894736844},21]
[51036.056250000001,51036.084374999999,51,null,36,"LH",11,"36LH11",562.5,843.75,384.73480782548478,{"$f":"MIN(I787,360/'Roof Bay Analysis'!$I$51*K787)","v":562.5},23,null,null,null,null,null,null,null,null,null,null,null,null,null,null,null,null,null,null,null,null,null,51036.056250000001,51,null,36,"LH",11,"36LH11",562.5,843.75,384.73480782548478,{"$f":"MIN(AP787,360/'Roof Bay Analysis'!$I$51*AR787)","v":562.5},23]
[51036.067302631578,51036.100953947367,51,null,36,"LH",12,"36LH12",673.02631578947364,1009.5394736842104,458.57280124653738,{"$f":"MIN(I788,360/'Roof Bay Analysis'!$I$51*K788)","v":673.02631578947364},25,null,null,null,null,null,null,null,null,null,null,null,null,null,null,null,null,null,null,null,null,null,51036.067302631578,51,null,36,"LH",12,"36LH12",673.02631578947364,1009.5394736842104,458.57280124653738,{"$f":"MIN(AP788,360/'Roof Bay Analysis'!$I$51*AR788)","v":673.02631578947364},25]
[51036.079144736839,51036.118717105266,51,null,36,"LH",13,"36LH13",791.4473684210526,1187.171052631579,537.5924082409972,{"$f":"MIN(I789,360/'Roof Bay Analysis'!$I$51*K789)","v":791.4473684210526},30,null,null,null,null,null,null,null,null,null,null,null,null,null,null,null,null,null,null,null,null,null,51036.079144736839,51,null,36,"LH",13,"36LH13",791.4473684210526,1187.171052631579,537.5924082409972,{"$f":"MIN(AP789,360/'Roof Bay Analysis'!$I$51*AR789)","v":791.4473684210526},30]
[51036.087236842104,51036.13085526316,51,null,36,"LH",14,"36LH14",872.36842105263156,1308.5526315789473,590.70394736842104,{"$f":"MIN(I790,360/'Roof Bay Analysis'!$I$51*K790)","v":872.36842105263156},36,null,null,null,null,null,null,null,null,null,null,null,null,null,null,null,null,null,null,null,null,null,51036.087236842104,51,null,36,"LH",14,"36LH14",872.36842105263156,1308.5526315789473,590.70394736842104,{"$f":"MIN(AP790,360/'Roof Bay Analysis'!$I$51*AR790)","v":872.36842105263156},36]
[51036.091973684212,51036.137960526314,51,null,36,"LH",15,"36LH15",919.73684210526312,1379.6052631578946,621.79362880886424,{"$f":"MIN(I791,360/'Roof Bay Analysis'!$I$51*K791)","v":919.73684210526312},36,null,null,null,null,null,null,null,null,null,null,null,null,null,null,null,null,null,null,null,null,null,51036.091973684212,51,null,36,"LH",15,"36LH15",919.73684210526312,1379.6052631578946,621.79362880886424,{"$f":"MIN(AP791,360/'Roof Bay Analysis'!$I$51*AR791)","v":919.73684210526312},36]
[51040.047368421052,51040.071052631582,51,null,40,"LH",10,"40LH10",473.68421052631578,710.52631578947364,362.82652354570638,{"$f":"MIN(I792,360/'Roof Bay Analysis'!$I$51*K792)","v":473.68421052631578},21,null,null,null,null,null,null,null,null,null,null,null,null,null,null,null,null,null,null,null,null,null,51040.047368421052,51,null,40,"LH",10,"40LH10",473.68421052631578,710.52631578947364,362.82652354570638,{"$f":"MIN(AP792,360/'Roof Bay Analysis'!$I$51*AR792)","v":473.68421052631578},21]
[51040.051710526313,51040.07756578947,51,null,40,"LH",11,"40LH11",517.10526315789468,775.65789473684208,393.06206717451522,{"$f":"MIN(I793,360/'Roof Bay Analysis'!$I$51*K793)","v":517.10526315789468},22,null,null,null,null,null,null,null,null,null,null,null,null,null,null,null,null,null,null,null,null,null,51040.051710526313,51,null,40,"LH",11,"40LH11",517.10526315789468,775.65789473684208,393.06206717451522,{"$f":"MIN(AP793,360/'Roof Bay Analysis'!$I$51*AR793)","v":517.10526315789468},22]
[51040.062960526317,51040.094440789471,51,null,40,"LH",12,"40LH12",629.60526315789468,944.40789473684208,478.7294407894737,{"$f":"MIN(I794,360/'Roof Bay Analysis'!$I$51*K794)","v":629.60526315789468},25,null,null,null,null,null,null,null,null,null,null,null,null,null,null,null,null,null,null,null,null,null,51040.062960526317,51,null,40,"LH",12,"40LH12",629.60526315789468,944.40789473684208,478.7294407894737,{"$f":"MIN(AP794,360/'Roof Bay Analysis'!$I$51*AR794)","v":629.60526315789468},25]
[51040.074210526313,51040.111315789472,51,null,40,"LH",13,"40LH13",742.10526315789468,1113.1578947368421,561.03730955678668,{"$f":"MIN(I795,360/'Roof Bay Analysis'!$I$51*K795)","v":742.10526315789468},30,null,null,null,null,null,null,null,null,null,null,null,null,null,null,null,null,null,null,null,null,null,51040.074210526313,51,null,40,"LH",13,"40LH13",742.10526315789468,1113.1578947368421,561.03730955678668,{"$f":"MIN(AP795,360/'Roof Bay Analysis'!$I$51*AR795)","v":742.10526315789468},30]
[51040.08486842105,51040.127302631576,51,null,40,"LH",14,"40LH14",848.68421052631584,1273.0263157894738,643.34517832409972,{"$f":"MIN(I796,360/'Roof Bay Analysis'!$I$51*K796)","v":848.68421052631584},35,null,null,null,null,null,null,null,null,null,null,null,null,null,null,null,null,null,null,null,null,null,51040.08486842105,51,null,40,"LH",14,"40LH14",848.68421052631584,1273.0263157894738,643.34517832409972,{"$f":"MIN(AP796,360/'Roof Bay Analysis'!$I$51*AR796)","v":848.68421052631584},35]
[51040.094934210523,51040.142401315788,51,null,40,"LH",15,"40LH15",949.34210526315792,1424.0131578947369,717.25428497229916,{"$f":"MIN(I797,360/'Roof Bay Analysis'!$I$51*K797)","v":949.34210526315792},36,null,null,null,null,null,null,null,null,null,null,null,null,null,null,null,null,null,null,null,null,null,51040.094934210523,51,null,40,"LH",15,"40LH15",949.34210526315792,1424.0131578947369,717.25428497229916,{"$f":"MIN(AP797,360/'Roof Bay Analysis'!$I$51*AR797)","v":949.34210526315792},36]
[51040.104605263157,51040.156907894736,51,null,40,"LH",16,"40LH16",1046.0526315789473,1569.0789473684208,787.80388677285316,{"$f":"MIN(I798,360/'Roof Bay Analysis'!$I$51*K798)","v":1046.0526315789473},42,null,null,null,null,null,null,null,null,null,null,null,null,null,null,null,null,null,null,null,null,null,51040.104605263157,51,null,40,"LH",16,"40LH16",1046.0526315789473,1569.0789473684208,787.80388677285316,{"$f":"MIN(AP798,360/'Roof Bay Analysis'!$I$51*AR798)","v":1046.0526315789473},42]
[52028.033900000002,52028.05085,52,null,28,"LH",7,"28LH 7",339,508.5,176,{"$f":"MIN(I799,360/'Roof Bay Analysis'!$I$51*K799)","v":264},17,null,null,null,null,null,null,null,null,null,null,null,null,null,null,null,null,null,null,null,null,null,52028.026400000002,52,null,28,"LH",7,"28LH 7",339,508.5,176,{"$f":"MIN(AP799,360/'Roof Bay Analysis'!$I$51*AR799)","v":264},17]
[52028.0357,52028.053549999997,52,null,28,"LH",8,"28LH 8",357,535.5,185,{"$f":"MIN(I800,360/'Roof Bay Analysis'!$I$51*K800)","v":277.5},18,null,null,null,null,null,null,null,null,null,null,null,null,null,null,null,null,null,null,null,null,null,52028.027750000001,52,null,28,"LH",8,"28LH 8",357,535.5,185,{"$f":"MIN(AP800,360/'Roof Bay Analysis'!$I$51*AR800)","v":277.5},18]
[52028.044600000001,52028.066899999998,52,null,28,"LH",9,"28LH 9",446,669,228,{"$f":"MIN(I801,360/'Roof Bay Analysis'!$I$51*K801)","v":342},21,null,null,null,null,null,null,null,null,null,null,null,null,null,null,null,null,null,null,null,null,null,52028.034200000002,52,null,28,"LH",9,"28LH 9",446,669,228,{"$f":"MIN(AP801,360/'Roof Bay Analysis'!$I$51*AR801)","v":342},21]
[52028.049500000001,52028.074249999998,52,null,28,"LH",10,"28LH10",495,742.5,255,{"$f":"MIN(I802,360/'Roof Bay Analysis'!$I$51*K802)","v":382.5},23,null,null,null,null,null,null,null,null,null,null,null,null,null,null,null,null,null,null,null,null,null,52028.038249999998,52,null,28,"LH",10,"28LH10",495,742.5,255,{"$f":"MIN(AP802,360/'Roof Bay Analysis'!$I$51*AR802)","v":382.5},23]
[52028.053999999996,52028.080999999998,52,null,28,"LH",11,"28LH11",540,810,278,{"$f":"MIN(I803,360/'Roof Bay Analysis'!$I$51*K803)","v":417},25,null,null,null,null,null,null,null,null,null,null,null,null,null,null,null,null,null,null,null,null,null,52028.041700000002,52,null,28,"LH",11,"28LH11",540,810,278,{"$f":"MIN(AP803,360/'Roof Bay Analysis'!$I$51*AR803)","v":417},25]
[52028.063199999997,52028.094799999999,52,null,28,"LH",12,"28LH12",632,948,321,{"$f":"MIN(I804,360/'Roof Bay Analysis'!$I$51*K804)","v":481.5},27,null,null,null,null,null,null,null,null,null,null,null,null,null,null,null,null,null,null,null,null,null,52028.048150000002,52,null,28,"LH",12,"28LH12",632,948,321,{"$f":"MIN(AP804,360/'Roof Bay Analysis'!$I$51*AR804)","v":481.5},27]
[52028.0694,52028.104099999997,52,null,28,"LH",13,"28LH13",694,1041,352,{"$f":"MIN(I805,360/'Roof Bay Analysis'!$I$51*K805)","v":528},30,null,null,null,null,null,null,null,null,null,null,null,null,null,null,null,null,null,null,null,null,null,52028.052799999998,52,null,28,"LH",13,"28LH13",694,1041,352,{"$f":"MIN(AP805,360/'Roof Bay Analysis'!$I$51*AR805)","v":528},30]
[52032.0383,52032.05745,52,null,32,"LH",8,"32LH 8",383,574.5,229,{"$f":"MIN(I806,360/'Roof Bay Analysis'!$I$51*K806)","v":343.5},17,null,null,null,null,null,null,null,null,null,null,null,null,null,null,null,null,null,null,null,null,null,52032.034350000002,52,null,32,"LH",8,"32LH 8",383,574.5,229,{"$f":"MIN(AP806,360/'Roof Bay Analysis'!$I$51*AR806)","v":343.5},17]
[52032.048000000003,52032.072,52,null,32,"LH",9,"32LH 9",480,720,285,{"$f":"MIN(I807,360/'Roof Bay Analysis'!$I$51*K807)","v":427.5},21,null,null,null,null,null,null,null,null,null,null,null,null,null,null,null,null,null,null,null,null,null,52032.042750000001,52,null,32,"LH",9,"32LH 9",480,720,285,{"$f":"MIN(AP807,360/'Roof Bay Analysis'!$I$51*AR807)","v":427.5},21]
[52032.053099999997,52032.07965,52,null,32,"LH",10,"32LH10",531,796.5,315,{"$f":"MIN(I808,360/'Roof Bay Analysis'!$I$51*K808)","v":472.5},21,null,null,null,null,null,null,null,null,null,null,null,null,null,null,null,null,null,null,null,null,null,52032.047250000003,52,null,32,"LH",10,"32LH10",531,796.5,315,{"$f":"MIN(AP808,360/'Roof Bay Analysis'!$I$51*AR808)","v":472.5},21]
[52032.057999999997,52032.087,52,null,32,"LH",11,"32LH11",580,870,343,{"$f":"MIN(I809,360/'Roof Bay Analysis'!$I$51*K809)","v":514.5},24,null,null,null,null,null,null,null,null,null,null,null,null,null,null,null,null,null,null,null,null,null,52032.051449999999,52,null,32,"LH",11,"32LH11",580,870,343,{"$f":"MIN(AP809,360/'Roof Bay Analysis'!$I$51*AR809)","v":514.5},24]
[52032.068800000001,52032.103199999998,52,null,32,"LH",12,"32LH12",688,1032,406,{"$f":"MIN(I810,360/'Roof Bay Analysis'!$I$51*K810)","v":609},27,null,null,null,null,null,null,null,null,null,null,null,null,null,null,null,null,null,null,null,null,null,52032.060899999997,52,null,32,"LH",12,"32LH12",688,1032,406,{"$f":"MIN(AP810,360/'Roof Bay Analysis'!$I$51*AR810)","v":609},27]
[52032.078500000003,52032.117749999998,52,null,32,"LH",13,"32LH13",785,1177.5,461,{"$f":"MIN(I811,360/'Roof Bay Analysis'!$I$51*K811)","v":691.5},30,null,null,null,null,null,null,null,null,null,null,null,null,null,null,null,null,null,null,null,null,null,52032.069150000003,52,null,32,"LH",13,"32LH13",785,1177.5,461,{"$f":"MIN(AP811,360/'Roof Bay Analysis'!$I$51*AR811)","v":691.5},30]
[52032.080999999998,52032.121500000001,52,null,32,"LH",14,"32LH14",810,1215,476,{"$f":"MIN(I812,360/'Roof Bay Analysis'!$I$51*K812)","v":714},33,null,null,null,null,null,null,null,null,null,null,null,null,null,null,null,null,null,null,null,null,null,52032.071400000001,52,null,32,"LH",14,"32LH14",810,1215,476,{"$f":"MIN(AP812,360/'Roof Bay Analysis'!$I$51*AR812)","v":714},33]
[52032.083700000003,52032.125549999997,52,null,32,"LH",15,"32LH15",837,1255.5,492,{"$f":"MIN(I813,360/'Roof Bay Analysis'!$I$51*K813)","v":738},35,null,null,null,null,null,null,null,null,null,null,null,null,null,null,null,null,null,null,null,null,null,52032.073799999998,52,null,32,"LH",15,"32LH15",837,1255.5,492,{"$f":"MIN(AP813,360/'Roof Bay Analysis'!$I$51*AR813)","v":738},35]
[52036.04587096774,52036.068806451614,52,null,36,"LH",9,"36LH 9",458.70967741935482,688.0645161290322,307.69877211238293,{"$f":"MIN(I814,360/'Roof Bay Analysis'!$I$51*K814)","v":458.70967741935482},21,null,null,null,null,null,null,null,null,null,null,null,null,null,null,null,null,null,null,null,null,null,52036.04587096774,52,null,36,"LH",9,"36LH 9",458.70967741935482,688.0645161290322,307.69877211238293,{"$f":"MIN(AP814,360/'Roof Bay Analysis'!$I$51*AR814)","v":458.70967741935482},21]
[52036.050516129035,52036.075774193545,52,null,36,"LH",10,"36LH10",505.16129032258067,757.74193548387098,340.08811654526534,{"$f":"MIN(I815,360/'Roof Bay Analysis'!$I$51*K815)","v":505.16129032258067},21,null,null,null,null,null,null,null,null,null,null,null,null,null,null,null,null,null,null,null,null,null,52036.050516129035,52,null,36,"LH",10,"36LH10",505.16129032258067,757.74193548387098,340.08811654526534,{"$f":"MIN(AP815,360/'Roof Bay Analysis'!$I$51*AR815)","v":505.16129032258067},21]
[52036.055161290322,52036.082741935483,52,null,36,"LH",11,"36LH11",551.61290322580646,827.41935483870975,369.9859729448491,{"$f":"MIN(I816,360/'Roof Bay Analysis'!$I$51*K816)","v":551.61290322580646},23,null,null,null,null,null,null,null,null,null,null,null,null,null,null,null,null,null,null,null,null,null,52036.055161290322,52,null,36,"LH",11,"36LH11",551.61290322580646,827.41935483870975,369.9859729448491,{"$f":"MIN(AP816,360/'Roof Bay Analysis'!$I$51*AR816)","v":551.61290322580646},23]
[52036.065999999999,52036.099000000002,52,null,36,"LH",12,"36LH12",660,990,440.99338189386054,{"$f":"MIN(I817,360/'Roof Bay Analysis'!$I$51*K817)","v":660},25,null,null,null,null,null,null,null,null,null,null,null,null,null,null,null,null,null,null,null,null,null,52036.065999999999,52,null,36,"LH",12,"36LH12",660,990,440.99338189386054,{"$f":"MIN(AP817,360/'Roof Bay Analysis'!$I$51*AR817)","v":660},25]
[52036.077612903224,52036.116419354839,52,null,36,"LH",13,"36LH13",776.12903225806451,1164.1935483870968,516.9837669094693,{"$f":"MIN(I818,360/'Roof Bay Analysis'!$I$51*K818)","v":775.47565036420394},30,null,null,null,null,null,null,null,null,null,null,null,null,null,null,null,null,null,null,null,null,null,52036.077547565037,52,null,36,"LH",13,"36LH13",776.12903225806451,1164.1935483870968,516.9837669094693,{"$f":"MIN(AP818,360/'Roof Bay Analysis'!$I$51*AR818)","v":775.47565036420394},30]
[52036.085548387098,52036.128322580647,52,null,36,"LH",14,"36LH14",855.48387096774195,1283.2258064516129,568.05927159209159,{"$f":"MIN(I819,360/'Roof Bay Analysis'!$I$51*K819)","v":852.08890738813739},36,null,null,null,null,null,null,null,null,null,null,null,null,null,null,null,null,null,null,null,null,null,52036.085208890741,52,null,36,"LH",14,"36LH14",855.48387096774195,1283.2258064516129,568.05927159209159,{"$f":"MIN(AP819,360/'Roof Bay Analysis'!$I$51*AR819)","v":852.08890738813739},36]
[52036.090193548385,52036.135290322578,52,null,36,"LH",15,"36LH15",901.93548387096769,1352.9032258064515,597.95712799167529,{"$f":"MIN(I820,360/'Roof Bay Analysis'!$I$51*K820)","v":896.93569198751288},36,null,null,null,null,null,null,null,null,null,null,null,null,null,null,null,null,null,null,null,null,null,52036.0896935692,52,null,36,"LH",15,"36LH15",901.93548387096769,1352.9032258064515,597.95712799167529,{"$f":"MIN(AP820,360/'Roof Bay Analysis'!$I$51*AR820)","v":896.93569198751288},36]
[52040.046451612907,52040.069677419357,52,null,40,"LH",10,"40LH10",464.51612903225805,696.77419354838707,348.91754422476589,{"$f":"MIN(I821,360/'Roof Bay Analysis'!$I$51*K821)","v":464.51612903225805},21,null,null,null,null,null,null,null,null,null,null,null,null,null,null,null,null,null,null,null,null,null,52040.046451612907,52,null,40,"LH",10,"40LH10",464.51612903225805,696.77419354838707,348.91754422476589,{"$f":"MIN(AP821,360/'Roof Bay Analysis'!$I$51*AR821)","v":464.51612903225805},21]
[52040.050709677416,52040.076064516128,52,null,40,"LH",11,"40LH11",507.09677419354841,760.64516129032268,377.99400624349636,{"$f":"MIN(I822,360/'Roof Bay Analysis'!$I$51*K822)","v":507.09677419354841},22,null,null,null,null,null,null,null,null,null,null,null,null,null,null,null,null,null,null,null,null,null,52040.050709677416,52,null,40,"LH",11,"40LH11",507.09677419354841,760.64516129032268,377.99400624349636,{"$f":"MIN(AP822,360/'Roof Bay Analysis'!$I$51*AR822)","v":507.09677419354841},22]
[52040.061741935482,52040.092612903223,52,null,40,"LH",12,"40LH12",617.41935483870964,926.1290322580644,460.37731529656605,{"$f":"MIN(I823,360/'Roof Bay Analysis'!$I$51*K823)","v":617.41935483870964},25,null,null,null,null,null,null,null,null,null,null,null,null,null,null,null,null,null,null,null,null,null,52040.061741935482,52,null,40,"LH",12,"40LH12",617.41935483870964,926.1290322580644,460.37731529656605,{"$f":"MIN(AP823,360/'Roof Bay Analysis'!$I$51*AR823)","v":617.41935483870964},25]
[52040.072774193548,52040.109161290326,52,null,40,"LH",13,"40LH13",727.74193548387098,1091.6129032258063,539.52990634755463,{"$f":"MIN(I824,360/'Roof Bay Analysis'!$I$51*K824)","v":727.74193548387098},30,null,null,null,null,null,null,null,null,null,null,null,null,null,null,null,null,null,null,null,null,null,52040.072774193548,52,null,40,"LH",13,"40LH13",727.74193548387098,1091.6129032258063,539.52990634755463,{"$f":"MIN(AP824,360/'Roof Bay Analysis'!$I$51*AR824)","v":727.74193548387098},30]
[52040.083225806455,52040.124838709678,52,null,40,"LH",14,"40LH14",832.25806451612902,1248.3870967741937,618.68249739854321,{"$f":"MIN(I825,360/'Roof Bay Analysis'!$I$51*K825)","v":832.25806451612902},35,null,null,null,null,null,null,null,null,null,null,null,null,null,null,null,null,null,null,null,null,null,52040.083225806455,52,null,40,"LH",14,"40LH14",832.25806451612902,1248.3870967741937,618.68249739854321,{"$f":"MIN(AP825,360/'Roof Bay Analysis'!$I$51*AR825)","v":832.25806451612902},35]
[52040.093096774195,52040.139645161289,52,null,40,"LH",15,"40LH15",930.9677419354839,1396.4516129032259,689.75829344432884,{"$f":"MIN(I826,360/'Roof Bay Analysis'!$I$51*K826)","v":930.9677419354839},36,null,null,null,null,null,null,null,null,null,null,null,null,null,null,null,null,null,null,null,null,null,52040.093096774195,52,null,40,"LH",15,"40LH15",930.9677419354839,1396.4516129032259,689.75829344432884,{"$f":"MIN(AP826,360/'Roof Bay Analysis'!$I$51*AR826)","v":930.9677419354839},36]
[52040.102580645158,52040.153870967741,52,null,40,"LH",16,"40LH16",1025.8064516129032,1538.7096774193546,757.6033714880333,{"$f":"MIN(I827,360/'Roof Bay Analysis'!$I$51*K827)","v":1025.8064516129032},42,null,null,null,null,null,null,null,null,null,null,null,null,null,null,null,null,null,null,null,null,null,52040.102580645158,52,null,40,"LH",16,"40LH16",1025.8064516129032,1538.7096774193546,757.6033714880333,{"$f":"MIN(AP827,360/'Roof Bay Analysis'!$I$51*AR827)","v":1025.8064516129032},42]
[53028.032700000003,53028.049050000001,53,null,28,"LH",7,"28LH 7",327,490.5,166,{"$f":"MIN(I828,360/'Roof Bay Analysis'!$I$51*K828)","v":249},17,null,null,null,null,null,null,null,null,null,null,null,null,null,null,null,null,null,null,null,null,null,53028.024899999997,53,null,28,"LH",7,"28LH 7",327,490.5,166,{"$f":"MIN(AP828,360/'Roof Bay Analysis'!$I$51*AR828)","v":249},17]
[53028.034399999997,53028.051599999999,53,null,28,"LH",8,"28LH 8",344,516,175,{"$f":"MIN(I829,360/'Roof Bay Analysis'!$I$51*K829)","v":262.5},18,null,null,null,null,null,null,null,null,null,null,null,null,null,null,null,null,null,null,null,null,null,53028.026250000003,53,null,28,"LH",8,"28LH 8",344,516,175,{"$f":"MIN(AP829,360/'Roof Bay Analysis'!$I$51*AR829)","v":262.5},18]
[53028.042999999998,53028.0645,53,null,28,"LH",9,"28LH 9",430,645,216,{"$f":"MIN(I830,360/'Roof Bay Analysis'!$I$51*K830)","v":324},21,null,null,null,null,null,null,null,null,null,null,null,null,null,null,null,null,null,null,null,null,null,53028.032399999996,53,null,28,"LH",9,"28LH 9",430,645,216,{"$f":"MIN(AP830,360/'Roof Bay Analysis'!$I$51*AR830)","v":324},21]
[53028.047700000003,53028.071550000001,53,null,28,"LH",10,"28LH10",477,715.5,241,{"$f":"MIN(I831,360/'Roof Bay Analysis'!$I$51*K831)","v":361.5},23,null,null,null,null,null,null,null,null,null,null,null,null,null,null,null,null,null,null,null,null,null,53028.03615,53,null,28,"LH",10,"28LH10",477,715.5,241,{"$f":"MIN(AP831,360/'Roof Bay Analysis'!$I$51*AR831)","v":361.5},23]
[53028.052100000001,53028.078150000001,53,null,28,"LH",11,"28LH11",521,781.5,263,{"$f":"MIN(I832,360/'Roof Bay Analysis'!$I$51*K832)","v":394.5},25,null,null,null,null,null,null,null,null,null,null,null,null,null,null,null,null,null,null,null,null,null,53028.039449999997,53,null,28,"LH",11,"28LH11",521,781.5,263,{"$f":"MIN(AP832,360/'Roof Bay Analysis'!$I$51*AR832)","v":394.5},25]
[53028.060899999997,53028.091350000002,53,null,28,"LH",12,"28LH12",609,913.5,303,{"$f":"MIN(I833,360/'Roof Bay Analysis'!$I$51*K833)","v":454.5},27,null,null,null,null,null,null,null,null,null,null,null,null,null,null,null,null,null,null,null,null,null,53028.045449999998,53,null,28,"LH",12,"28LH12",609,913.5,303,{"$f":"MIN(AP833,360/'Roof Bay Analysis'!$I$51*AR833)","v":454.5},27]
[53028.066800000001,53028.100200000001,53,null,28,"LH",13,"28LH13",668,1002,332,{"$f":"MIN(I834,360/'Roof Bay Analysis'!$I$51*K834)","v":498},30,null,null,null,null,null,null,null,null,null,null,null,null,null,null,null,null,null,null,null,null,null,53028.049800000001,53,null,28,"LH",13,"28LH13",668,1002,332,{"$f":"MIN(AP834,360/'Roof Bay Analysis'!$I$51*AR834)","v":498},30]
[53032.036899999999,53032.055350000002,53,null,32,"LH",8,"32LH 8",369,553.5,216,{"$f":"MIN(I835,360/'Roof Bay Analysis'!$I$51*K835)","v":324},17,null,null,null,null,null,null,null,null,null,null,null,null,null,null,null,null,null,null,null,null,null,53032.032399999996,53,null,32,"LH",8,"32LH 8",369,553.5,216,{"$f":"MIN(AP835,360/'Roof Bay Analysis'!$I$51*AR835)","v":324},17]
[{"$f":"C836*1000+E836+I836/10000","v":53032.046300000002},{"$f":"C836*1000+E836+J836/10000","v":53032.069450000003},53,null,32,"LH",9,"32LH 9",463,{"$f":"1.5*I836","v":694.5},270,{"$f":"MIN(I836,360/'Roof Bay Analysis'!$I$51*K836)","v":405},21,null,null,null,null,null,null,null,null,null,null,null,null,null,null,null,null,null,null,null,null,null,{"$f":"AJ836*1000+AL836+AS836/10000","v":53032.040500000003},53,null,32,"LH",9,"32LH 9",463,{"$f":"1.5*AP836","v":694.5},270,{"$f":"MIN(AP836,360/'Roof Bay Analysis'!$I$51*AR836)","v":405},21]
[53032.051200000002,53032.076800000003,53,null,{"$f":"VALUE(LEFT(H837,2))","v":32},{"$f":"MID(H837,3,LEN(H837)-4)","v":"LH"},{"$f":"VALUE(RIGHT(H837,2))","v":10},"32LH10",512,768,297,{"$f":"MIN(I837,360/'Roof Bay Analysis'!$I$51*K837)","v":445.5},21,null,null,null,null,null,null,null,null,null,null,null,null,null,null,null,null,null,null,null,null,null,53032.044549999999,53,null,{"$f":"VALUE(LEFT(AO837,2))","v":32},{"$f":"MID(AO837,3,LEN(AO837)-4)","v":"LH"},{"$f":"VALUE(RIGHT(AO837,2))","v":10},"32LH10",512,768,297,{"$f":"MIN(AP837,360/'Roof Bay Analysis'!$I$51*AR837)","v":445.5},21]
[53032.055999999997,53032.084000000003,53,null,32,"LH",11,"32LH11",560,840,325,{"$f":"MIN(I838,360/'Roof Bay Analysis'!$I$51*K838)","v":487.5},24,null,null,null,null,null,null,null,null,null,null,null,null,null,null,null,null,null,null,null,null,null,53032.048750000002,53,null,32,"LH",11,"32LH11",560,840,325,{"$f":"MIN(AP838,360/'Roof Bay Analysis'!$I$51*AR838)","v":487.5},24]
[53032.066400000003,53032.099600000001,53,null,32,"LH",12,"32LH12",664,996,384,{"$f":"MIN(I839,360/'Roof Bay Analysis'!$I$51*K839)","v":576},27,null,null,null,null,null,null,null,null,null,null,null,null,null,null,null,null,null,null,null,null,null,53032.0576,53,null,32,"LH",12,"32LH12",664,996,384,{"$f":"MIN(AP839,360/'Roof Bay Analysis'!$I$51*AR839)","v":576},27]
[53032.077100000002,53032.11565,53,null,32,"LH",13,"32LH13",771,1156.5,444,{"$f":"MIN(I840,360/'Roof Bay Analysis'!$I$51*K840)","v":666},30,null,null,null,null,null,null,null,null,null,null,null,null,null,null,null,null,null,null,null,null,null,53032.066599999998,53,null,32,"LH",13,"32LH13",771,1156.5,444,{"$f":"MIN(AP840,360/'Roof Bay Analysis'!$I$51*AR840)","v":666},30]
[53032.0795,53032.119250000003,53,null,32,"LH",14,"32LH14",795,1192.5,458,{"$f":"MIN(I841,360/'Roof Bay Analysis'!$I$51*K841)","v":687},33,null,null,null,null,null,null,null,null,null,null,null,null,null,null,null,null,null,null,null,null,null,53032.068700000003,53,null,32,"LH",14,"32LH14",795,1192.5,458,{"$f":"MIN(AP841,360/'Roof Bay Analysis'!$I$51*AR841)","v":687},33]
[53032.0821,53032.123149999999,53,null,32,"LH",15,"32LH15",821,1231.5,473,{"$f":"MIN(I842,360/'Roof Bay Analysis'!$I$51*K842)","v":709.5},35,null,null,null,null,null,null,null,null,null,null,null,null,null,null,null,null,null,null,null,null,null,53032.070950000001,53,null,32,"LH",15,"32LH15",821,1231.5,473,{"$f":"MIN(AP842,360/'Roof Bay Analysis'!$I$51*AR842)","v":709.5},35]
[53036.044999999998,53036.067499999997,53,null,36,"LH",9,"36LH 9",450,675,296.12493991347543,{"$f":"MIN(I843,360/'Roof Bay Analysis'!$I$51*K843)","v":444.18740987021317},21,null,null,null,null,null,null,null,null,null,null,null,null,null,null,null,null,null,null,null,null,null,53036.044418740988,53,null,36,"LH",9,"36LH 9",450,675,296.12493991347543,{"$f":"MIN(AP843,360/'Roof Bay Analysis'!$I$51*AR843)","v":444.18740987021317},21]
[53036.049556962025,53036.074335443038,53,null,36,"LH",10,"36LH10",495.56962025316454,743.35443037974687,327.29598622015703,{"$f":"MIN(I844,360/'Roof Bay Analysis'!$I$51*K844)","v":490.94397933023555},21,null,null,null,null,null,null,null,null,null,null,null,null,null,null,null,null,null,null,null,null,null,53036.049094397931,53,null,36,"LH",10,"36LH10",495.56962025316454,743.35443037974687,327.29598622015703,{"$f":"MIN(AP844,360/'Roof Bay Analysis'!$I$51*AR844)","v":490.94397933023555},21]
[53036.054113924052,53036.081170886078,53,null,36,"LH",11,"36LH11",541.13924050632909,811.70886075949363,356.06925973401701,{"$f":"MIN(I845,360/'Roof Bay Analysis'!$I$51*K845)","v":534.10388960102546},23,null,null,null,null,null,null,null,null,null,null,null,null,null,null,null,null,null,null,null,null,null,53036.053410388959,53,null,36,"LH",11,"36LH11",541.13924050632909,811.70886075949363,356.06925973401701,{"$f":"MIN(AP845,360/'Roof Bay Analysis'!$I$51*AR845)","v":534.10388960102546},23]
[53036.064746835444,53036.097120253165,53,null,36,"LH",12,"36LH12",647.46835443037969,971.20253164556948,424.40578432943437,{"$f":"MIN(I846,360/'Roof Bay Analysis'!$I$51*K846)","v":636.6086764941515},25,null,null,null,null,null,null,null,null,null,null,null,null,null,null,null,null,null,null,null,null,null,53036.06366086765,53,null,36,"LH",12,"36LH12",647.46835443037969,971.20253164556948,424.40578432943437,{"$f":"MIN(AP846,360/'Roof Bay Analysis'!$I$51*AR846)","v":636.6086764941515},25]
[53036.076139240504,53036.114208860759,53,null,36,"LH",13,"36LH13",761.39240506329111,1142.0886075949365,497.53785451049509,{"$f":"MIN(I847,360/'Roof Bay Analysis'!$I$51*K847)","v":746.3067817657427},30,null,null,null,null,null,null,null,null,null,null,null,null,null,null,null,null,null,null,null,null,null,53036.074630678173,53,null,36,"LH",13,"36LH13",761.39240506329111,1142.0886075949365,497.53785451049509,{"$f":"MIN(AP847,360/'Roof Bay Analysis'!$I$51*AR847)","v":746.3067817657427},30]
[53036.083924050632,53036.125886075948,53,null,36,"LH",14,"36LH14",839.24050632911394,1258.8607594936709,546.69219676333921,{"$f":"MIN(I848,360/'Roof Bay Analysis'!$I$51*K848)","v":820.03829514500876},36,null,null,null,null,null,null,null,null,null,null,null,null,null,null,null,null,null,null,null,null,null,53036.082003829513,53,null,36,"LH",14,"36LH14",839.24050632911394,1258.8607594936709,546.69219676333921,{"$f":"MIN(AP848,360/'Roof Bay Analysis'!$I$51*AR848)","v":820.03829514500876},36]
[53036.088481012659,53036.132721518989,53,null,36,"LH",15,"36LH15",884.81012658227849,1327.2151898734178,575.46547027719919,{"$f":"MIN(I849,360/'Roof Bay Analysis'!$I$51*K849)","v":863.19820541579884},36,null,null,null,null,null,null,null,null,null,null,null,null,null,null,null,null,null,null,null,null,null,53036.086319820541,53,null,36,"LH",15,"36LH15",884.81012658227849,1327.2151898734178,575.46547027719919,{"$f":"MIN(AP849,360/'Roof Bay Analysis'!$I$51*AR849)","v":863.19820541579884},36]
[53040.045569620255,53040.068354430383,53,null,40,"LH",10,"40LH10",455.69620253164555,683.54430379746827,335.79330235539175,{"$f":"MIN(I850,360/'Roof Bay Analysis'!$I$51*K850)","v":455.69620253164555},21,null,null,null,null,null,null,null,null,null,null,null,null,null,null,null,null,null,null,null,null,null,53040.045569620255,53,null,40,"LH",10,"40LH10",455.69620253164555,683.54430379746827,335.79330235539175,{"$f":"MIN(AP850,360/'Roof Bay Analysis'!$I$51*AR850)","v":455.69620253164555},21]
[53040.049746835444,53040.074620253166,53,null,40,"LH",11,"40LH11",497.46835443037975,746.20253164556959,363.7760775516744,{"$f":"MIN(I851,360/'Roof Bay Analysis'!$I$51*K851)","v":497.46835443037975},22,null,null,null,null,null,null,null,null,null,null,null,null,null,null,null,null,null,null,null,null,null,53040.049746835444,53,null,40,"LH",11,"40LH11",497.46835443037975,746.20253164556959,363.7760775516744,{"$f":"MIN(AP851,360/'Roof Bay Analysis'!$I$51*AR851)","v":497.46835443037975},22]
[53040.060569620255,53040.090854430382,53,null,40,"LH",12,"40LH12",605.69620253164555,908.54430379746827,443.06060727447522,{"$f":"MIN(I852,360/'Roof Bay Analysis'!$I$51*K852)","v":605.69620253164555},25,null,null,null,null,null,null,null,null,null,null,null,null,null,null,null,null,null,null,null,null,null,53040.060569620255,53,null,40,"LH",12,"40LH12",605.69620253164555,908.54430379746827,443.06060727447522,{"$f":"MIN(AP852,360/'Roof Bay Analysis'!$I$51*AR852)","v":605.69620253164555},25]
[53040.071392405065,53040.107088607598,53,null,40,"LH",13,"40LH13",713.92405063291142,1070.8860759493671,519.23593975324468,{"$f":"MIN(I853,360/'Roof Bay Analysis'!$I$51*K853)","v":713.92405063291142},30,null,null,null,null,null,null,null,null,null,null,null,null,null,null,null,null,null,null,null,null,null,53040.071392405065,53,null,40,"LH",13,"40LH13",713.92405063291142,1070.8860759493671,519.23593975324468,{"$f":"MIN(AP853,360/'Roof Bay Analysis'!$I$51*AR853)","v":713.92405063291142},30]
[53040.081645569619,53040.122468354428,53,null,40,"LH",14,"40LH14",816.45569620253161,1224.6835443037974,595.41127223201408,{"$f":"MIN(I854,360/'Roof Bay Analysis'!$I$51*K854)","v":816.45569620253161},35,null,null,null,null,null,null,null,null,null,null,null,null,null,null,null,null,null,null,null,null,null,53040.081645569619,53,null,40,"LH",14,"40LH14",816.45569620253161,1224.6835443037974,595.41127223201408,{"$f":"MIN(AP854,360/'Roof Bay Analysis'!$I$51*AR854)","v":816.45569620253161},35]
[53040.091329113922,53040.136993670887,53,null,40,"LH",15,"40LH15",913.29113924050637,1369.9367088607596,663.81361160070503,{"$f":"MIN(I855,360/'Roof Bay Analysis'!$I$51*K855)","v":913.29113924050637},36,null,null,null,null,null,null,null,null,null,null,null,null,null,null,null,null,null,null,null,null,null,53040.091329113922,53,null,40,"LH",15,"40LH15",913.29113924050637,1369.9367088607596,663.81361160070503,{"$f":"MIN(AP855,360/'Roof Bay Analysis'!$I$51*AR855)","v":913.29113924050637},36]
[53040.100632911395,53040.150949367089,53,null,40,"LH",16,"40LH16",1006.3291139240506,1509.493670886076,729.10675372536457,{"$f":"MIN(I856,360/'Roof Bay Analysis'!$I$51*K856)","v":1006.3291139240506},42,null,null,null,null,null,null,null,null,null,null,null,null,null,null,null,null,null,null,null,null,null,53040.100632911395,53,null,40,"LH",16,"40LH16",1006.3291139240506,1509.493670886076,729.10675372536457,{"$f":"MIN(AP856,360/'Roof Bay Analysis'!$I$51*AR856)","v":1006.3291139240506},42]
[53044.041962025316,53044.062943037978,53,null,44,"LH",10,"44LH10",419.62025316455697,629.43037974683546,340.42356994071463,{"$f":"MIN(I857,360/'Roof Bay Analysis'!$I$51*K857)","v":419.62025316455697},21,null,null,null,null,null,null,null,null,null,null,null,null,null,null,null,null,null,null,null,null,null,53044.041962025316,53,null,44,"LH",10,"44LH10",419.62025316455697,629.43037974683546,340.42356994071463,{"$f":"MIN(AP857,360/'Roof Bay Analysis'!$I$51*AR857)","v":419.62025316455697},21]
[53044.045379746836,53044.068069620254,53,null,44,"LH",11,"44LH11",453.79746835443041,680.69620253164567,367.81397211985256,{"$f":"MIN(I858,360/'Roof Bay Analysis'!$I$51*K858)","v":453.79746835443041},22,null,null,null,null,null,null,null,null,null,null,null,null,null,null,null,null,null,null,null,null,null,53044.045379746836,53,null,44,"LH",11,"44LH11",453.79746835443041,680.69620253164567,367.81397211985256,{"$f":"MIN(AP858,360/'Roof Bay Analysis'!$I$51*AR858)","v":453.79746835443041},22]
[53044.056202531647,53044.08430379747,53,null,44,"LH",12,"44LH12",562.02531645569616,843.03797468354423,453.89809325428615,{"$f":"MIN(I859,360/'Roof Bay Analysis'!$I$51*K859)","v":562.02531645569616},25,null,null,null,null,null,null,null,null,null,null,null,null,null,null,null,null,null,null,null,null,null,53044.056202531647,53,null,44,"LH",12,"44LH12",562.02531645569616,843.03797468354423,453.89809325428615,{"$f":"MIN(AP859,360/'Roof Bay Analysis'!$I$51*AR859)","v":562.02531645569616},25]
[53044.066645569619,53044.099968354429,53,null,44,"LH",13,"44LH13",666.45569620253161,999.68354430379736,538.02575709020994,{"$f":"MIN(I860,360/'Roof Bay Analysis'!$I$51*K860)","v":666.45569620253161},30,null,null,null,null,null,null,null,null,null,null,null,null,null,null,null,null,null,null,null,null,null,53044.066645569619,53,null,44,"LH",13,"44LH13",666.45569620253161,999.68354430379736,538.02575709020994,{"$f":"MIN(AP860,360/'Roof Bay Analysis'!$I$51*AR860)","v":666.45569620253161},30]
[53044.076708860761,53044.115063291138,53,null,44,"LH",14,"44LH14",767.08860759493666,1150.632911392405,616.28404903060402,{"$f":"MIN(I861,360/'Roof Bay Analysis'!$I$51*K861)","v":767.08860759493666},31,null,null,null,null,null,null,null,null,null,null,null,null,null,null,null,null,null,null,null,null,null,53044.076708860761,53,null,44,"LH",14,"44LH14",767.08860759493666,1150.632911392405,616.28404903060402,{"$f":"MIN(AP861,360/'Roof Bay Analysis'!$I$51*AR861)","v":767.08860759493666},31]
[53044.089240506328,53044.133860759495,53,null,44,"LH",15,"44LH15",892.40506329113919,1338.6075949367087,716.06337125460664,{"$f":"MIN(I862,360/'Roof Bay Analysis'!$I$51*K862)","v":892.40506329113919},36,null,null,null,null,null,null,null,null,null,null,null,null,null,null,null,null,null,null,null,null,null,53044.089240506328,53,null,44,"LH",15,"44LH15",892.40506329113919,1338.6075949367087,716.06337125460664,{"$f":"MIN(AP862,360/'Roof Bay Analysis'!$I$51*AR862)","v":892.40506329113919},36]
[53044.102911392401,53044.154367088609,53,null,44,"LH",16,"44LH16",1029.1139240506329,1543.6708860759495,823.66852267264858,{"$f":"MIN(I863,360/'Roof Bay Analysis'!$I$51*K863)","v":1029.1139240506329},42,null,null,null,null,null,null,null,null,null,null,null,null,null,null,null,null,null,null,null,null,null,53044.102911392401,53,null,44,"LH",16,"44LH16",1029.1139240506329,1543.6708860759495,823.66852267264858,{"$f":"MIN(AP863,360/'Roof Bay Analysis'!$I$51*AR863)","v":1029.1139240506329},42]
[53044.110506329111,53044.16575949367,53,null,44,"LH",17,"44LH17",1105.0632911392406,1657.594936708861,880.40578432943437,{"$f":"MIN(I864,360/'Roof Bay Analysis'!$I$51*K864)","v":1105.0632911392406},47,null,null,null,null,null,null,null,null,null,null,null,null,null,null,null,null,null,null,null,null,null,53044.110506329111,53,null,44,"LH",17,"44LH17",1105.0632911392406,1657.594936708861,880.40578432943437,{"$f":"MIN(AP864,360/'Roof Bay Analysis'!$I$51*AR864)","v":1105.0632911392406},47]
[54028.041499999999,54028.062250000003,54,null,28,"LH",9,"28LH 9",415,622.5,204,{"$f":"MIN(I865,360/'Roof Bay Analysis'!$I$51*K865)","v":306},21,null,null,null,null,null,null,null,null,null,null,null,null,null,null,null,null,null,null,null,null,null,54028.030599999998,54,null,28,"LH",9,"28LH 9",415,622.5,204,{"$f":"MIN(AP865,360/'Roof Bay Analysis'!$I$51*AR865)","v":306},21]
[54028.046000000002,54028.069000000003,54,null,28,"LH",10,"28LH10",460,690,228,{"$f":"MIN(I866,360/'Roof Bay Analysis'!$I$51*K866)","v":342},23,null,null,null,null,null,null,null,null,null,null,null,null,null,null,null,null,null,null,null,null,null,54028.034200000002,54,null,28,"LH",10,"28LH10",460,690,228,{"$f":"MIN(AP866,360/'Roof Bay Analysis'!$I$51*AR866)","v":342},23]
[54028.050199999998,54028.075299999997,54,null,28,"LH",11,"28LH11",502,753,249,{"$f":"MIN(I867,360/'Roof Bay Analysis'!$I$51*K867)","v":373.5},25,null,null,null,null,null,null,null,null,null,null,null,null,null,null,null,null,null,null,null,null,null,54028.037349999999,54,null,28,"LH",11,"28LH11",502,753,249,{"$f":"MIN(AP867,360/'Roof Bay Analysis'!$I$51*AR867)","v":373.5},25]
[54028.058700000001,54028.088049999998,54,null,28,"LH",12,"28LH12",587,880.5,285,{"$f":"MIN(I868,360/'Roof Bay Analysis'!$I$51*K868)","v":427.5},27,null,null,null,null,null,null,null,null,null,null,null,null,null,null,null,null,null,null,null,null,null,54028.042750000001,54,null,28,"LH",12,"28LH12",587,880.5,285,{"$f":"MIN(AP868,360/'Roof Bay Analysis'!$I$51*AR868)","v":427.5},27]
[54028.064299999998,54028.096449999997,54,null,28,"LH",13,"28LH13",643,964.5,314,{"$f":"MIN(I869,360/'Roof Bay Analysis'!$I$51*K869)","v":471},30,null,null,null,null,null,null,null,null,null,null,null,null,null,null,null,null,null,null,null,null,null,54028.047100000003,54,null,28,"LH",13,"28LH13",643,964.5,314,{"$f":"MIN(AP869,360/'Roof Bay Analysis'!$I$51*AR869)","v":471},30]
[54032.0357,54032.053549999997,54,null,32,"LH",8,"32LH 8",357,535.5,205,{"$f":"MIN(I870,360/'Roof Bay Analysis'!$I$51*K870)","v":307.5},17,null,null,null,null,null,null,null,null,null,null,null,null,null,null,null,null,null,null,null,null,null,54032.030749999998,54,null,32,"LH",8,"32LH 8",357,535.5,205,{"$f":"MIN(AP870,360/'Roof Bay Analysis'!$I$51*AR870)","v":307.5},17]
[54032.044699999999,54032.067049999998,54,null,32,"LH",9,"32LH 9",447,670.5,256,{"$f":"MIN(I871,360/'Roof Bay Analysis'!$I$51*K871)","v":384},21,null,null,null,null,null,null,null,null,null,null,null,null,null,null,null,null,null,null,null,null,null,54032.038399999998,54,null,32,"LH",9,"32LH 9",447,670.5,256,{"$f":"MIN(AP871,360/'Roof Bay Analysis'!$I$51*AR871)","v":384},21]
[54032.049500000001,54032.074249999998,54,null,32,"LH",10,"32LH10",495,742.5,282,{"$f":"MIN(I872,360/'Roof Bay Analysis'!$I$51*K872)","v":423},21,null,null,null,null,null,null,null,null,null,null,null,null,null,null,null,null,null,null,null,null,null,54032.042300000001,54,null,32,"LH",10,"32LH10",495,742.5,282,{"$f":"MIN(AP872,360/'Roof Bay Analysis'!$I$51*AR872)","v":423},21]
[54032.054100000001,54032.081149999998,54,null,32,"LH",11,"32LH11",541,811.5,308,{"$f":"MIN(I873,360/'Roof Bay Analysis'!$I$51*K873)","v":462},24,null,null,null,null,null,null,null,null,null,null,null,null,null,null,null,null,null,null,null,null,null,54032.046199999997,54,null,32,"LH",11,"32LH11",541,811.5,308,{"$f":"MIN(AP873,360/'Roof Bay Analysis'!$I$51*AR873)","v":462},24]
[54032.064100000003,54032.096149999998,54,null,32,"LH",12,"32LH12",641,961.5,364,{"$f":"MIN(I874,360/'Roof Bay Analysis'!$I$51*K874)","v":546},27,null,null,null,null,null,null,null,null,null,null,null,null,null,null,null,null,null,null,null,null,null,54032.054600000003,54,null,32,"LH",12,"32LH12",641,961.5,364,{"$f":"MIN(AP874,360/'Roof Bay Analysis'!$I$51*AR874)","v":546},27]
[54032.074200000003,54032.111299999997,54,null,32,"LH",13,"32LH13",742,1113,420,{"$f":"MIN(I875,360/'Roof Bay Analysis'!$I$51*K875)","v":630},30,null,null,null,null,null,null,null,null,null,null,null,null,null,null,null,null,null,null,null,null,null,54032.063000000002,54,null,32,"LH",13,"32LH13",742,1113,420,{"$f":"MIN(AP875,360/'Roof Bay Analysis'!$I$51*AR875)","v":630},30]
[54032.078000000001,54032.116999999998,54,null,32,"LH",14,"32LH14",780,1170,440,{"$f":"MIN(I876,360/'Roof Bay Analysis'!$I$51*K876)","v":660},33,null,null,null,null,null,null,null,null,null,null,null,null,null,null,null,null,null,null,null,null,null,54032.065999999999,54,null,32,"LH",14,"32LH14",780,1170,440,{"$f":"MIN(AP876,360/'Roof Bay Analysis'!$I$51*AR876)","v":660},33]
[54032.080499999996,54032.120750000002,54,null,32,"LH",15,"32LH15",805,1207.5,454,{"$f":"MIN(I877,360/'Roof Bay Analysis'!$I$51*K877)","v":681},35,null,null,null,null,null,null,null,null,null,null,null,null,null,null,null,null,null,null,null,null,null,54032.068099999997,54,null,32,"LH",15,"32LH15",805,1207.5,454,{"$f":"MIN(AP877,360/'Roof Bay Analysis'!$I$51*AR877)","v":681},35]
[54036.044161490681,54036.066242236026,54,null,36,"LH",9,"36LH 9",441.61490683229812,662.42236024844715,285.19204505998999,{"$f":"MIN(I878,360/'Roof Bay Analysis'!$I$51*K878)","v":427.78806758998496},21,null,null,null,null,null,null,null,null,null,null,null,null,null,null,null,null,null,null,null,null,null,54036.042778806761,54,null,36,"LH",9,"36LH 9",441.61490683229812,662.42236024844715,285.19204505998999,{"$f":"MIN(AP878,360/'Roof Bay Analysis'!$I$51*AR878)","v":427.78806758998496},21]
[54036.048633540369,54036.072950310561,54,null,36,"LH",10,"36LH10",486.33540372670808,729.50310559006209,315.21226032946259,{"$f":"MIN(I879,360/'Roof Bay Analysis'!$I$51*K879)","v":472.81839049419386},21,null,null,null,null,null,null,null,null,null,null,null,null,null,null,null,null,null,null,null,null,null,54036.047281839048,54,null,36,"LH",10,"36LH10",486.33540372670808,729.50310559006209,315.21226032946259,{"$f":"MIN(AP879,360/'Roof Bay Analysis'!$I$51*AR879)","v":472.81839049419386},21]
[54036.053105590065,54036.07965838509,54,null,36,"LH",11,"36LH11",531.05590062111798,796.58385093167703,342.92322827051424,{"$f":"MIN(I880,360/'Roof Bay Analysis'!$I$51*K880)","v":514.38484240577134},23,null,null,null,null,null,null,null,null,null,null,null,null,null,null,null,null,null,null,null,null,null,54036.051438484239,54,null,36,"LH",11,"36LH11",531.05590062111798,796.58385093167703,342.92322827051424,{"$f":"MIN(AP880,360/'Roof Bay Analysis'!$I$51*AR880)","v":514.38484240577134},23]
[54036.06354037267,54036.095310559009,54,null,36,"LH",12,"36LH12",635.40372670807449,953.10559006211179,408.73677713051194,{"$f":"MIN(I881,360/'Roof Bay Analysis'!$I$51*K881)","v":613.10516569576794},25,null,null,null,null,null,null,null,null,null,null,null,null,null,null,null,null,null,null,null,null,null,54036.061310516568,54,null,36,"LH",12,"36LH12",635.40372670807449,953.10559006211179,408.73677713051194,{"$f":"MIN(AP881,360/'Roof Bay Analysis'!$I$51*AR881)","v":613.10516569576794},25]
[54036.074720496894,54036.112080745341,54,null,36,"LH",13,"36LH13",747.20496894409939,1120.8074534161492,479.16882064735159,{"$f":"MIN(I882,360/'Roof Bay Analysis'!$I$51*K882)","v":718.75323097102739},30,null,null,null,null,null,null,null,null,null,null,null,null,null,null,null,null,null,null,null,null,null,54036.071875323098,54,null,36,"LH",13,"36LH13",747.20496894409939,1120.8074534161492,479.16882064735159,{"$f":"MIN(AP882,360/'Roof Bay Analysis'!$I$51*AR882)","v":718.75323097102739},30]
[54036.082360248445,54036.123540372668,54,null,36,"LH",14,"36LH14",823.6024844720497,1235.4037267080746,526.50839087998145,{"$f":"MIN(I883,360/'Roof Bay Analysis'!$I$51*K883)","v":789.76258631997212},36,null,null,null,null,null,null,null,null,null,null,null,null,null,null,null,null,null,null,null,null,null,54036.078976258636,54,null,36,"LH",14,"36LH14",823.6024844720497,1235.4037267080746,526.50839087998145,{"$f":"MIN(AP883,360/'Roof Bay Analysis'!$I$51*AR883)","v":789.76258631997212},36]
[54036.086832298133,54036.130248447203,54,null,36,"LH",15,"36LH15",868.32298136645966,1302.4844720496894,554.2193588210331,{"$f":"MIN(I884,360/'Roof Bay Analysis'!$I$51*K884)","v":831.3290382315497},36,null,null,null,null,null,null,null,null,null,null,null,null,null,null,null,null,null,null,null,null,null,54036.083132903826,54,null,36,"LH",15,"36LH15",868.32298136645966,1302.4844720496894,554.2193588210331,{"$f":"MIN(AP884,360/'Roof Bay Analysis'!$I$51*AR884)","v":831.3290382315497},36]
[54040.044720496895,54040.067080745343,54,null,40,"LH",10,"40LH10",447.20496894409939,670.80745341614909,323.3958566413333,{"$f":"MIN(I885,360/'Roof Bay Analysis'!$I$51*K885)","v":447.20496894409939},21,null,null,null,null,null,null,null,null,null,null,null,null,null,null,null,null,null,null,null,null,null,54040.044720496895,54,null,40,"LH",10,"40LH10",447.20496894409939,670.80745341614909,323.3958566413333,{"$f":"MIN(AP885,360/'Roof Bay Analysis'!$I$51*AR885)","v":447.20496894409939},21]
[54040.048819875774,54040.073229813665,54,null,40,"LH",11,"40LH11",488.19875776397515,732.2981366459627,350.34551136144438,{"$f":"MIN(I886,360/'Roof Bay Analysis'!$I$51*K886)","v":488.19875776397515},22,null,null,null,null,null,null,null,null,null,null,null,null,null,null,null,null,null,null,null,null,null,54040.048819875774,54,null,40,"LH",11,"40LH11",488.19875776397515,732.2981366459627,350.34551136144438,{"$f":"MIN(AP886,360/'Roof Bay Analysis'!$I$51*AR886)","v":488.19875776397515},22]
[54040.059440993791,54040.089161490687,54,null,40,"LH",12,"40LH12",594.40993788819878,891.61490683229817,426.7028664017592,{"$f":"MIN(I887,360/'Roof Bay Analysis'!$I$51*K887)","v":594.40993788819878},25,null,null,null,null,null,null,null,null,null,null,null,null,null,null,null,null,null,null,null,null,null,54040.059440993791,54,null,40,"LH",12,"40LH12",594.40993788819878,891.61490683229817,426.7028664017592,{"$f":"MIN(AP887,360/'Roof Bay Analysis'!$I$51*AR887)","v":594.40993788819878},25]
[54040.070062111801,54040.105093167702,54,null,40,"LH",13,"40LH13",700.62111801242236,1050.9316770186335,500.06581536206164,{"$f":"MIN(I888,360/'Roof Bay Analysis'!$I$51*K888)","v":700.62111801242236},30,null,null,null,null,null,null,null,null,null,null,null,null,null,null,null,null,null,null,null,null,null,54040.070062111801,54,null,40,"LH",13,"40LH13",700.62111801242236,1050.9316770186335,500.06581536206164,{"$f":"MIN(AP888,360/'Roof Bay Analysis'!$I$51*AR888)","v":700.62111801242236},30]
[54040.080124223605,54040.120186335407,54,null,40,"LH",14,"40LH14",801.24223602484471,1201.8633540372671,573.42876432236415,{"$f":"MIN(I889,360/'Roof Bay Analysis'!$I$51*K889)","v":801.24223602484471},35,null,null,null,null,null,null,null,null,null,null,null,null,null,null,null,null,null,null,null,null,null,54040.080124223605,54,null,40,"LH",14,"40LH14",801.24223602484471,1201.8633540372671,573.42876432236415,{"$f":"MIN(AP889,360/'Roof Bay Analysis'!$I$51*AR889)","v":801.24223602484471},35]
[54040.089627329195,54040.134440993788,54,null,40,"LH",15,"40LH15",896.27329192546586,1344.4099378881988,639.30569808263567,{"$f":"MIN(I890,360/'Roof Bay Analysis'!$I$51*K890)","v":896.27329192546586},36,null,null,null,null,null,null,null,null,null,null,null,null,null,null,null,null,null,null,null,null,null,54040.089627329195,54,null,40,"LH",15,"40LH15",896.27329192546586,1344.4099378881988,639.30569808263567,{"$f":"MIN(AP890,360/'Roof Bay Analysis'!$I$51*AR890)","v":896.27329192546586},36]
[54040.098757763975,54040.148136645963,54,null,40,"LH",16,"40LH16",987.57763975155285,1481.3664596273293,702.18822576289494,{"$f":"MIN(I891,360/'Roof Bay Analysis'!$I$51*K891)","v":987.57763975155285},42,null,null,null,null,null,null,null,null,null,null,null,null,null,null,null,null,null,null,null,null,null,54040.098757763975,54,null,40,"LH",16,"40LH16",987.57763975155285,1481.3664596273293,702.18822576289494,{"$f":"MIN(AP891,360/'Roof Bay Analysis'!$I$51*AR891)","v":987.57763975155285},42]
[54044.041180124223,54044.061770186338,54,null,44,"LH",10,"44LH10",411.80124223602485,617.7018633540373,327.85517534045755,{"$f":"MIN(I892,360/'Roof Bay Analysis'!$I$51*K892)","v":411.80124223602485},21,null,null,null,null,null,null,null,null,null,null,null,null,null,null,null,null,null,null,null,null,null,54044.041180124223,54,null,44,"LH",10,"44LH10",411.80124223602485,617.7018633540373,327.85517534045755,{"$f":"MIN(AP892,360/'Roof Bay Analysis'!$I$51*AR892)","v":411.80124223602485},21]
[54044.04453416149,54044.066801242239,54,null,44,"LH",11,"44LH11",445.34161490683232,668.01242236024848,354.2343273793449,{"$f":"MIN(I893,360/'Roof Bay Analysis'!$I$51*K893)","v":445.34161490683232},22,null,null,null,null,null,null,null,null,null,null,null,null,null,null,null,null,null,null,null,null,null,54044.04453416149,54,null,44,"LH",11,"44LH11",445.34161490683232,668.01242236024848,354.2343273793449,{"$f":"MIN(AP893,360/'Roof Bay Analysis'!$I$51*AR893)","v":445.34161490683232},22]
[54044.0551552795,54044.082732919254,54,null,44,"LH",12,"44LH12",551.55279503105589,827.32919254658384,437.14023378727671,{"$f":"MIN(I894,360/'Roof Bay Analysis'!$I$51*K894)","v":551.55279503105589},25,null,null,null,null,null,null,null,null,null,null,null,null,null,null,null,null,null,null,null,null,null,54044.0551552795,54,null,44,"LH",12,"44LH12",551.55279503105589,827.32919254658384,437.14023378727671,{"$f":"MIN(AP894,360/'Roof Bay Analysis'!$I$51*AR894)","v":551.55279503105589},25]
[54044.065403726709,54044.098105590063,54,null,44,"LH",13,"44LH13",654.03726708074532,981.05590062111798,518.16191504957374,{"$f":"MIN(I895,360/'Roof Bay Analysis'!$I$51*K895)","v":654.03726708074532},30,null,null,null,null,null,null,null,null,null,null,null,null,null,null,null,null,null,null,null,null,null,54044.065403726709,54,null,44,"LH",13,"44LH13",654.03726708074532,981.05590062111798,518.16191504957374,{"$f":"MIN(AP895,360/'Roof Bay Analysis'!$I$51*AR895)","v":654.03726708074532},30]
[54044.075279503108,54044.112919254658,54,null,44,"LH",14,"44LH14",752.79503105590061,1129.1925465838508,593.53092087496623,{"$f":"MIN(I896,360/'Roof Bay Analysis'!$I$51*K896)","v":752.79503105590061},31,null,null,null,null,null,null,null,null,null,null,null,null,null,null,null,null,null,null,null,null,null,54044.075279503108,54,null,44,"LH",14,"44LH14",752.79503105590061,1129.1925465838508,593.53092087496623,{"$f":"MIN(AP896,360/'Roof Bay Analysis'!$I$51*AR896)","v":752.79503105590061},31]
[54044.087577639752,54044.131366459631,54,null,44,"LH",15,"44LH15",875.77639751552795,1313.6645962732919,689.62640330234171,{"$f":"MIN(I897,360/'Roof Bay Analysis'!$I$51*K897)","v":875.77639751552795},36,null,null,null,null,null,null,null,null,null,null,null,null,null,null,null,null,null,null,null,null,null,54044.087577639752,54,null,44,"LH",15,"44LH15",875.77639751552795,1313.6645962732919,689.62640330234171,{"$f":"MIN(AP897,360/'Roof Bay Analysis'!$I$51*AR897)","v":875.77639751552795},36]
[54044.100993788823,54044.151490683231,54,null,44,"LH",16,"44LH16",1009.9378881987577,1514.9068322981366,793.25878631225646,{"$f":"MIN(I898,360/'Roof Bay Analysis'!$I$51*K898)","v":1009.9378881987577},42,null,null,null,null,null,null,null,null,null,null,null,null,null,null,null,null,null,null,null,null,null,54044.100993788823,54,null,44,"LH",16,"44LH16",1009.9378881987577,1514.9068322981366,793.25878631225646,{"$f":"MIN(AP898,360/'Roof Bay Analysis'!$I$51*AR898)","v":1009.9378881987577},42]
[54044.10844720497,54044.162670807455,54,null,44,"LH",17,"44LH17",1084.4720496894411,1626.7080745341616,847.90131553566607,{"$f":"MIN(I899,360/'Roof Bay Analysis'!$I$51*K899)","v":1084.4720496894411},47,null,null,null,null,null,null,null,null,null,null,null,null,null,null,null,null,null,null,null,null,null,54044.10844720497,54,null,44,"LH",17,"44LH17",1084.4720496894411,1626.7080745341616,847.90131553566607,{"$f":"MIN(AP899,360/'Roof Bay Analysis'!$I$51*AR899)","v":1084.4720496894411},47]
[{"$f":"C900*1000+E900+I900/10000","v":55028.040099999998},{"$f":"C900*1000+E900+J900/10000","v":55028.060149999998},55,null,28,"LH",9,"28LH 9",401,{"$f":"1.5*I900","v":601.5},193,{"$f":"MIN(I900,360/'Roof Bay Analysis'!$I$51*K900)","v":289.5},21,null,null,null,null,null,null,null,null,null,null,null,null,null,null,null,null,null,null,null,null,null,{"$f":"AJ900*1000+AL900+AS900/10000","v":55028.02895},55,null,28,"LH",9,"28LH 9",401,{"$f":"1.5*AP900","v":601.5},193,{"$f":"MIN(AP900,360/'Roof Bay Analysis'!$I$51*AR900)","v":289.5},21]
[55028.044399999999,55028.066599999998,55,null,{"$f":"VALUE(LEFT(H901,2))","v":28},{"$f":"MID(H901,3,LEN(H901)-4)","v":"LH"},{"$f":"VALUE(RIGHT(H901,2))","v":10},"28LH10",444,666,215,{"$f":"MIN(I901,360/'Roof Bay Analysis'!$I$51*K901)","v":322.5},23,null,null,null,null,null,null,null,null,null,null,null,null,null,null,null,null,null,null,null,null,null,55028.032249999997,55,null,{"$f":"VALUE(LEFT(AO901,2))","v":28},{"$f":"MID(AO901,3,LEN(AO901)-4)","v":"LH"},{"$f":"VALUE(RIGHT(AO901,2))","v":10},"28LH10",444,666,215,{"$f":"MIN(AP901,360/'Roof Bay Analysis'!$I$51*AR901)","v":322.5},23]
[55028.048499999997,55028.072749999999,55,null,28,"LH",11,"28LH11",485,727.5,236,{"$f":"MIN(I902,360/'Roof Bay Analysis'!$I$51*K902)","v":354},25,null,null,null,null,null,null,null,null,null,null,null,null,null,null,null,null,null,null,null,null,null,55028.035400000001,55,null,28,"LH",11,"28LH11",485,727.5,236,{"$f":"MIN(AP902,360/'Roof Bay Analysis'!$I$51*AR902)","v":354},25]
[55028.056600000004,55028.084900000002,55,null,28,"LH",12,"28LH12",566,849,270,{"$f":"MIN(I903,360/'Roof Bay Analysis'!$I$51*K903)","v":405},27,null,null,null,null,null,null,null,null,null,null,null,null,null,null,null,null,null,null,null,null,null,55028.040500000003,55,null,28,"LH",12,"28LH12",566,849,270,{"$f":"MIN(AP903,360/'Roof Bay Analysis'!$I$51*AR903)","v":405},27]
[55028.061999999998,55028.093000000001,55,null,28,"LH",13,"28LH13",620,930,297,{"$f":"MIN(I904,360/'Roof Bay Analysis'!$I$51*K904)","v":445.5},30,null,null,null,null,null,null,null,null,null,null,null,null,null,null,null,null,null,null,null,null,null,55028.044549999999,55,null,28,"LH",13,"28LH13",620,930,297,{"$f":"MIN(AP904,360/'Roof Bay Analysis'!$I$51*AR904)","v":445.5},30]
[55032.0432,55032.0648,55,null,32,"LH",9,"32LH 9",432,648,243,{"$f":"MIN(I905,360/'Roof Bay Analysis'!$I$51*K905)","v":364.5},21,null,null,null,null,null,null,null,null,null,null,null,null,null,null,null,null,null,null,null,null,null,55032.03645,55,null,32,"LH",9,"32LH 9",432,648,243,{"$f":"MIN(AP905,360/'Roof Bay Analysis'!$I$51*AR905)","v":364.5},21]
[55032.0478,55032.0717,55,null,32,"LH",10,"32LH10",478,717,267,{"$f":"MIN(I906,360/'Roof Bay Analysis'!$I$51*K906)","v":400.5},21,null,null,null,null,null,null,null,null,null,null,null,null,null,null,null,null,null,null,null,null,null,55032.040050000003,55,null,32,"LH",10,"32LH10",478,717,267,{"$f":"MIN(AP906,360/'Roof Bay Analysis'!$I$51*AR906)","v":400.5},21]
[55032.052199999998,55032.078300000001,55,null,32,"LH",11,"32LH11",522,783,292,{"$f":"MIN(I907,360/'Roof Bay Analysis'!$I$51*K907)","v":438},24,null,null,null,null,null,null,null,null,null,null,null,null,null,null,null,null,null,null,null,null,null,55032.043799999999,55,null,32,"LH",11,"32LH11",522,783,292,{"$f":"MIN(AP907,360/'Roof Bay Analysis'!$I$51*AR907)","v":438},24]
[55032.061900000001,55032.092850000001,55,null,32,"LH",12,"32LH12",619,928.5,345,{"$f":"MIN(I908,360/'Roof Bay Analysis'!$I$51*K908)","v":517.5},27,null,null,null,null,null,null,null,null,null,null,null,null,null,null,null,null,null,null,null,null,null,55032.051749999999,55,null,32,"LH",12,"32LH12",619,928.5,345,{"$f":"MIN(AP908,360/'Roof Bay Analysis'!$I$51*AR908)","v":517.5},27]
[55032.071499999998,55032.107250000001,55,null,32,"LH",13,"32LH13",715,1072.5,397,{"$f":"MIN(I909,360/'Roof Bay Analysis'!$I$51*K909)","v":595.5},30,null,null,null,null,null,null,null,null,null,null,null,null,null,null,null,null,null,null,null,null,null,55032.059549999998,55,null,32,"LH",13,"32LH13",715,1072.5,397,{"$f":"MIN(AP909,360/'Roof Bay Analysis'!$I$51*AR909)","v":595.5},30]
[55032.0766,55032.1149,55,null,32,"LH",14,"32LH14",766,1149,417,{"$f":"MIN(I910,360/'Roof Bay Analysis'!$I$51*K910)","v":625.5},33,null,null,null,null,null,null,null,null,null,null,null,null,null,null,null,null,null,null,null,null,null,55032.062550000002,55,null,32,"LH",14,"32LH14",766,1149,417,{"$f":"MIN(AP910,360/'Roof Bay Analysis'!$I$51*AR910)","v":625.5},33]
[55032.079100000003,55032.118649999997,55,null,32,"LH",15,"32LH15",791,1186.5,438,{"$f":"MIN(I911,360/'Roof Bay Analysis'!$I$51*K911)","v":657},35,null,null,null,null,null,null,null,null,null,null,null,null,null,null,null,null,null,null,null,null,null,55032.065699999999,55,null,32,"LH",15,"32LH15",791,1186.5,438,{"$f":"MIN(AP911,360/'Roof Bay Analysis'!$I$51*AR911)","v":657},35]
[55036.043353658533,55036.065030487807,55,null,36,"LH",9,"36LH 9",433.53658536585368,650.30487804878055,274.85362135633551,{"$f":"MIN(I912,360/'Roof Bay Analysis'!$I$51*K912)","v":412.28043203450329},21,null,null,null,null,null,null,null,null,null,null,null,null,null,null,null,null,null,null,null,null,null,55036.041228043207,55,null,36,"LH",9,"36LH 9",433.53658536585368,650.30487804878055,274.85362135633551,{"$f":"MIN(AP912,360/'Roof Bay Analysis'!$I$51*AR912)","v":412.28043203450329},21]
[55036.04774390244,55036.07161585366,55,null,36,"LH",10,"36LH10",477.4390243902439,716.15853658536582,303.78558149910765,{"$f":"MIN(I913,360/'Roof Bay Analysis'!$I$51*K913)","v":455.6783722486615},21,null,null,null,null,null,null,null,null,null,null,null,null,null,null,null,null,null,null,null,null,null,55036.045567837224,55,null,36,"LH",10,"36LH10",477.4390243902439,716.15853658536582,303.78558149910765,{"$f":"MIN(AP913,360/'Roof Bay Analysis'!$I$51*AR913)","v":455.6783722486615},21]
[55036.052134146339,55036.078201219512,55,null,36,"LH",11,"36LH11",521.34146341463418,782.01219512195121,330.49200624628196,{"$f":"MIN(I914,360/'Roof Bay Analysis'!$I$51*K914)","v":495.73800936942291},23,null,null,null,null,null,null,null,null,null,null,null,null,null,null,null,null,null,null,null,null,null,55036.049573800934,55,null,36,"LH",11,"36LH11",521.34146341463418,782.01219512195121,330.49200624628196,{"$f":"MIN(AP914,360/'Roof Bay Analysis'!$I$51*AR914)","v":495.73800936942291},23]
[55036.06237804878,55036.093567073171,55,null,36,"LH",12,"36LH12",623.78048780487802,935.67073170731703,393.91976502082093,{"$f":"MIN(I915,360/'Roof Bay Analysis'!$I$51*K915)","v":590.8796475312314},25,null,null,null,null,null,null,null,null,null,null,null,null,null,null,null,null,null,null,null,null,null,55036.05908796475,55,null,36,"LH",12,"36LH12",623.78048780487802,935.67073170731703,393.91976502082093,{"$f":"MIN(AP915,360/'Roof Bay Analysis'!$I$51*AR915)","v":590.8796475312314},25]
[55036.073353658539,55036.110030487805,55,null,36,"LH",13,"36LH13",733.53658536585363,1100.3048780487804,461.79859458655562,{"$f":"MIN(I916,360/'Roof Bay Analysis'!$I$51*K916)","v":692.69789187983338},30,null,null,null,null,null,null,null,null,null,null,null,null,null,null,null,null,null,null,null,null,null,55036.069269789186,55,null,36,"LH",13,"36LH13",733.53658536585363,1100.3048780487804,461.79859458655562,{"$f":"MIN(AP916,360/'Roof Bay Analysis'!$I$51*AR916)","v":692.69789187983338},30]
[55036.080853658539,55036.121280487801,55,null,36,"LH",14,"36LH14",808.53658536585363,1212.8048780487804,507.42207019631172,{"$f":"MIN(I917,360/'Roof Bay Analysis'!$I$51*K917)","v":761.13310529446755},36,null,null,null,null,null,null,null,null,null,null,null,null,null,null,null,null,null,null,null,null,null,55036.076113310526,55,null,36,"LH",14,"36LH14",808.53658536585363,1212.8048780487804,507.42207019631172,{"$f":"MIN(AP917,360/'Roof Bay Analysis'!$I$51*AR917)","v":761.13310529446755},36]
[55036.085243902438,55036.127865853661,55,null,36,"LH",15,"36LH15",852.43902439024396,1278.6585365853659,534.12849494348598,{"$f":"MIN(I918,360/'Roof Bay Analysis'!$I$51*K918)","v":801.19274241522896},36,null,null,null,null,null,null,null,null,null,null,null,null,null,null,null,null,null,null,null,null,null,55036.080119274244,55,null,36,"LH",15,"36LH15",852.43902439024396,1278.6585365853659,534.12849494348598,{"$f":"MIN(AP918,360/'Roof Bay Analysis'!$I$51*AR918)","v":801.19274241522896},36]
[55040.043902439022,55040.06585365854,55,null,40,"LH",10,"40LH10",439.02439024390242,658.53658536585363,311.67251635930995,{"$f":"MIN(I919,360/'Roof Bay Analysis'!$I$51*K919)","v":439.02439024390242},21,null,null,null,null,null,null,null,null,null,null,null,null,null,null,null,null,null,null,null,null,null,55040.043902439022,55,null,40,"LH",10,"40LH10",439.02439024390242,658.53658536585363,311.67251635930995,{"$f":"MIN(AP919,360/'Roof Bay Analysis'!$I$51*AR919)","v":439.02439024390242},21]
[55040.047926829269,55040.071890243904,55,null,40,"LH",11,"40LH11",479.26829268292681,718.90243902439022,337.64522605591907,{"$f":"MIN(I920,360/'Roof Bay Analysis'!$I$51*K920)","v":479.26829268292681},22,null,null,null,null,null,null,null,null,null,null,null,null,null,null,null,null,null,null,null,null,null,55040.047926829269,55,null,40,"LH",11,"40LH11",479.26829268292681,718.90243902439022,337.64522605591907,{"$f":"MIN(AP920,360/'Roof Bay Analysis'!$I$51*AR920)","v":479.26829268292681},22]
[55040.05835365854,55040.087530487806,55,null,40,"LH",12,"40LH12",583.53658536585363,875.30487804878044,411.23457019631172,{"$f":"MIN(I921,360/'Roof Bay Analysis'!$I$51*K921)","v":583.53658536585363},25,null,null,null,null,null,null,null,null,null,null,null,null,null,null,null,null,null,null,null,null,null,55040.05835365854,55,null,40,"LH",12,"40LH12",583.53658536585363,875.30487804878044,411.23457019631172,{"$f":"MIN(AP921,360/'Roof Bay Analysis'!$I$51*AR921)","v":583.53658536585363},25]
[55040.068780487803,55040.103170731709,55,null,40,"LH",13,"40LH13",687.80487804878044,1031.7073170731705,481.93805770374775,{"$f":"MIN(I922,360/'Roof Bay Analysis'!$I$51*K922)","v":687.80487804878044},30,null,null,null,null,null,null,null,null,null,null,null,null,null,null,null,null,null,null,null,null,null,55040.068780487803,55,null,40,"LH",13,"40LH13",687.80487804878044,1031.7073170731705,481.93805770374775,{"$f":"MIN(AP922,360/'Roof Bay Analysis'!$I$51*AR922)","v":687.80487804878044},30]
[55040.078658536586,55040.117987804879,55,null,40,"LH",14,"40LH14",786.58536585365857,1179.8780487804879,552.64154521118382,{"$f":"MIN(I923,360/'Roof Bay Analysis'!$I$51*K923)","v":786.58536585365857},35,null,null,null,null,null,null,null,null,null,null,null,null,null,null,null,null,null,null,null,null,null,55040.078658536586,55,null,40,"LH",14,"40LH14",786.58536585365857,1179.8780487804879,552.64154521118382,{"$f":"MIN(AP923,360/'Roof Bay Analysis'!$I$51*AR923)","v":786.58536585365857},35]
[55040.08798780488,55040.131981707316,55,null,40,"LH",15,"40LH15",879.8780487804878,1319.8170731707316,616.13039113622847,{"$f":"MIN(I924,360/'Roof Bay Analysis'!$I$51*K924)","v":879.8780487804878},36,null,null,null,null,null,null,null,null,null,null,null,null,null,null,null,null,null,null,null,null,null,55040.08798780488,55,null,40,"LH",15,"40LH15",879.8780487804878,1319.8170731707316,616.13039113622847,{"$f":"MIN(AP924,360/'Roof Bay Analysis'!$I$51*AR924)","v":879.8780487804878},36]
[55040.096951219515,55040.145426829265,55,null,40,"LH",16,"40LH16",969.51219512195121,1454.2682926829268,676.73338042831642,{"$f":"MIN(I925,360/'Roof Bay Analysis'!$I$51*K925)","v":969.51219512195121},42,null,null,null,null,null,null,null,null,null,null,null,null,null,null,null,null,null,null,null,null,null,55040.096951219515,55,null,40,"LH",16,"40LH16",969.51219512195121,1454.2682926829268,676.73338042831642,{"$f":"MIN(AP925,360/'Roof Bay Analysis'!$I$51*AR925)","v":969.51219512195121},42]
[55044.04042682927,55044.060640243901,55,null,44,"LH",10,"44LH10",404.26829268292681,606.40243902439022,315.9701814396193,{"$f":"MIN(I926,360/'Roof Bay Analysis'!$I$51*K926)","v":404.26829268292681},21,null,null,null,null,null,null,null,null,null,null,null,null,null,null,null,null,null,null,null,null,null,55044.04042682927,55,null,44,"LH",10,"44LH10",404.26829268292681,606.40243902439022,315.9701814396193,{"$f":"MIN(AP926,360/'Roof Bay Analysis'!$I$51*AR926)","v":404.26829268292681},21]
[55044.043719512192,55044.065579268296,55,null,44,"LH",11,"44LH11",437.19512195121951,655.79268292682923,341.39306960142773,{"$f":"MIN(I927,360/'Roof Bay Analysis'!$I$51*K927)","v":437.19512195121951},22,null,null,null,null,null,null,null,null,null,null,null,null,null,null,null,null,null,null,null,null,null,55044.043719512192,55,null,44,"LH",11,"44LH11",437.19512195121951,655.79268292682923,341.39306960142773,{"$f":"MIN(AP927,360/'Roof Bay Analysis'!$I$51*AR927)","v":437.19512195121951},22]
[55044.054146341463,55044.081219512198,55,null,44,"LH",12,"44LH12",541.46341463414637,812.19512195121956,421.29357525282569,{"$f":"MIN(I928,360/'Roof Bay Analysis'!$I$51*K928)","v":541.46341463414637},25,null,null,null,null,null,null,null,null,null,null,null,null,null,null,null,null,null,null,null,null,null,55044.054146341463,55,null,44,"LH",12,"44LH12",541.46341463414637,812.19512195121956,421.29357525282569,{"$f":"MIN(AP928,360/'Roof Bay Analysis'!$I$51*AR928)","v":541.46341463414637},25]
[55044.064207317075,55044.096310975612,55,null,44,"LH",13,"44LH13",642.07317073170736,963.1097560975611,499.37816032123737,{"$f":"MIN(I929,360/'Roof Bay Analysis'!$I$51*K929)","v":642.07317073170736},30,null,null,null,null,null,null,null,null,null,null,null,null,null,null,null,null,null,null,null,null,null,55044.064207317075,55,null,44,"LH",13,"44LH13",642.07317073170736,963.1097560975611,499.37816032123737,{"$f":"MIN(AP929,360/'Roof Bay Analysis'!$I$51*AR929)","v":642.07317073170736},30]
[55044.073902439028,55044.110853658538,55,null,44,"LH",14,"44LH14",739.02439024390242,1108.5365853658536,572.01498364069005,{"$f":"MIN(I930,360/'Roof Bay Analysis'!$I$51*K930)","v":739.02439024390242},31,null,null,null,null,null,null,null,null,null,null,null,null,null,null,null,null,null,null,null,null,null,55044.073902439028,55,null,44,"LH",14,"44LH14",739.02439024390242,1108.5365853658536,572.01498364069005,{"$f":"MIN(AP930,360/'Roof Bay Analysis'!$I$51*AR930)","v":739.02439024390242},31]
[55044.085975609756,55044.128963414631,55,null,44,"LH",15,"44LH15",859.7560975609756,1289.6341463414633,664.62693337299231,{"$f":"MIN(I931,360/'Roof Bay Analysis'!$I$51*K931)","v":859.7560975609756},36,null,null,null,null,null,null,null,null,null,null,null,null,null,null,null,null,null,null,null,null,null,55044.085975609756,55,null,44,"LH",15,"44LH15",859.7560975609756,1289.6341463414633,664.62693337299231,{"$f":"MIN(AP931,360/'Roof Bay Analysis'!$I$51*AR931)","v":859.7560975609756},36]
[55044.099146341461,55044.148719512195,55,null,44,"LH",16,"44LH16",991.46341463414637,1487.1951219512196,764.5025654372397,{"$f":"MIN(I932,360/'Roof Bay Analysis'!$I$51*K932)","v":991.46341463414637},42,null,null,null,null,null,null,null,null,null,null,null,null,null,null,null,null,null,null,null,null,null,55044.099146341461,55,null,44,"LH",16,"44LH16",991.46341463414637,1487.1951219512196,764.5025654372397,{"$f":"MIN(AP932,360/'Roof Bay Analysis'!$I$51*AR932)","v":991.46341463414637},42]
[55044.106463414631,55044.159695121954,55,null,44,"LH",17,"44LH17",1064.6341463414635,1596.9512195121952,817.16426234384301,{"$f":"MIN(I933,360/'Roof Bay Analysis'!$I$51*K933)","v":1064.6341463414635},47,null,null,null,null,null,null,null,null,null,null,null,null,null,null,null,null,null,null,null,null,null,55044.106463414631,55,null,44,"LH",17,"44LH17",1064.6341463414635,1596.9512195121952,817.16426234384301,{"$f":"MIN(AP933,360/'Roof Bay Analysis'!$I$51*AR933)","v":1064.6341463414635},47]
[56028.038699999997,56028.05805,56,null,28,"LH",9,"28LH 9",387,580.5,183,{"$f":"MIN(I934,360/'Roof Bay Analysis'!$I$51*K934)","v":274.5},21,null,null,null,null,null,null,null,null,null,null,null,null,null,null,null,null,null,null,null,null,null,56028.027450000001,56,null,28,"LH",9,"28LH 9",387,580.5,183,{"$f":"MIN(AP934,360/'Roof Bay Analysis'!$I$51*AR934)","v":274.5},21]
[56028.0429,56028.064350000001,56,null,28,"LH",10,"28LH10",429,643.5,204,{"$f":"MIN(I935,360/'Roof Bay Analysis'!$I$51*K935)","v":306},23,null,null,null,null,null,null,null,null,null,null,null,null,null,null,null,null,null,null,null,null,null,56028.030599999998,56,null,28,"LH",10,"28LH10",429,643.5,204,{"$f":"MIN(AP935,360/'Roof Bay Analysis'!$I$51*AR935)","v":306},23]
[56028.046799999996,56028.070200000002,56,null,28,"LH",11,"28LH11",468,702,223,{"$f":"MIN(I936,360/'Roof Bay Analysis'!$I$51*K936)","v":334.5},25,null,null,null,null,null,null,null,null,null,null,null,null,null,null,null,null,null,null,null,null,null,56028.033450000003,56,null,28,"LH",11,"28LH11",468,702,223,{"$f":"MIN(AP936,360/'Roof Bay Analysis'!$I$51*AR936)","v":334.5},25]
[56028.054600000003,56028.081899999997,56,null,28,"LH",12,"28LH12",546,819,256,{"$f":"MIN(I937,360/'Roof Bay Analysis'!$I$51*K937)","v":384},27,null,null,null,null,null,null,null,null,null,null,null,null,null,null,null,null,null,null,null,null,null,56028.038399999998,56,null,28,"LH",12,"28LH12",546,819,256,{"$f":"MIN(AP937,360/'Roof Bay Analysis'!$I$51*AR937)","v":384},27]
[56028.059800000003,56028.089699999997,56,null,28,"LH",13,"28LH13",598,897,281,{"$f":"MIN(I938,360/'Roof Bay Analysis'!$I$51*K938)","v":421.5},30,null,null,null,null,null,null,null,null,null,null,null,null,null,null,null,null,null,null,null,null,null,56028.042150000001,56,null,28,"LH",13,"28LH13",598,897,281,{"$f":"MIN(AP938,360/'Roof Bay Analysis'!$I$51*AR938)","v":421.5},30]
[56032.041799999999,56032.062700000002,56,null,32,"LH",9,"32LH 9",418,627,230,{"$f":"MIN(I939,360/'Roof Bay Analysis'!$I$51*K939)","v":345},21,null,null,null,null,null,null,null,null,null,null,null,null,null,null,null,null,null,null,null,null,null,56032.034500000002,56,null,32,"LH",9,"32LH 9",418,627,230,{"$f":"MIN(AP939,360/'Roof Bay Analysis'!$I$51*AR939)","v":345},21]
[56032.046199999997,56032.069300000003,56,null,32,"LH",10,"32LH10",462,693,254,{"$f":"MIN(I940,360/'Roof Bay Analysis'!$I$51*K940)","v":381},21,null,null,null,null,null,null,null,null,null,null,null,null,null,null,null,null,null,null,null,null,null,56032.038099999998,56,null,32,"LH",10,"32LH10",462,693,254,{"$f":"MIN(AP940,360/'Roof Bay Analysis'!$I$51*AR940)","v":381},21]
[56032.050499999998,56032.075750000004,56,null,32,"LH",11,"32LH11",505,757.5,277,{"$f":"MIN(I941,360/'Roof Bay Analysis'!$I$51*K941)","v":415.5},24,null,null,null,null,null,null,null,null,null,null,null,null,null,null,null,null,null,null,null,null,null,56032.041550000002,56,null,32,"LH",11,"32LH11",505,757.5,277,{"$f":"MIN(AP941,360/'Roof Bay Analysis'!$I$51*AR941)","v":415.5},24]
[56032.059800000003,56032.089699999997,56,null,32,"LH",12,"32LH12",598,897,327,{"$f":"MIN(I942,360/'Roof Bay Analysis'!$I$51*K942)","v":490.5},27,null,null,null,null,null,null,null,null,null,null,null,null,null,null,null,null,null,null,null,null,null,56032.049050000001,56,null,32,"LH",12,"32LH12",598,897,327,{"$f":"MIN(AP942,360/'Roof Bay Analysis'!$I$51*AR942)","v":490.5},27]
[56032.069000000003,56032.103499999997,56,null,32,"LH",13,"32LH13",690,1035,376,{"$f":"MIN(I943,360/'Roof Bay Analysis'!$I$51*K943)","v":564},30,null,null,null,null,null,null,null,null,null,null,null,null,null,null,null,null,null,null,null,null,null,56032.056400000001,56,null,32,"LH",13,"32LH13",690,1035,376,{"$f":"MIN(AP943,360/'Roof Bay Analysis'!$I$51*AR943)","v":564},30]
[56032.073799999998,56032.110699999997,56,null,32,"LH",14,"32LH14",738,1107,395,{"$f":"MIN(I944,360/'Roof Bay Analysis'!$I$51*K944)","v":592.5},33,null,null,null,null,null,null,null,null,null,null,null,null,null,null,null,null,null,null,null,null,null,56032.059249999998,56,null,32,"LH",14,"32LH14",738,1107,395,{"$f":"MIN(AP944,360/'Roof Bay Analysis'!$I$51*AR944)","v":592.5},33]
[56032.077599999997,56032.116399999999,56,null,32,"LH",15,"32LH15",776,1164,422,{"$f":"MIN(I945,360/'Roof Bay Analysis'!$I$51*K945)","v":633},35,null,null,null,null,null,null,null,null,null,null,null,null,null,null,null,null,null,null,null,null,null,56032.063300000002,56,null,32,"LH",15,"32LH15",776,1164,422,{"$f":"MIN(AP945,360/'Roof Bay Analysis'!$I$51*AR945)","v":633},35]
[56036.042574850297,56036.063862275449,56,null,36,"LH",9,"36LH 9",425.74850299401197,638.62275449101799,265.06733837713796,{"$f":"MIN(I946,360/'Roof Bay Analysis'!$I$51*K946)","v":397.60100756570694},21,null,null,null,null,null,null,null,null,null,null,null,null,null,null,null,null,null,null,null,null,null,56036.039760100757,56,null,36,"LH",9,"36LH 9",425.74850299401197,638.62275449101799,265.06733837713796,{"$f":"MIN(AP946,360/'Roof Bay Analysis'!$I$51*AR946)","v":397.60100756570694},21]
[56036.046886227545,56036.070329341317,56,null,36,"LH",10,"36LH10",468.86227544910179,703.29341317365265,292.96916346946824,{"$f":"MIN(I947,360/'Roof Bay Analysis'!$I$51*K947)","v":439.45374520420239},21,null,null,null,null,null,null,null,null,null,null,null,null,null,null,null,null,null,null,null,null,null,56036.04394537452,56,null,36,"LH",10,"36LH10",468.86227544910179,703.29341317365265,292.96916346946824,{"$f":"MIN(AP947,360/'Roof Bay Analysis'!$I$51*AR947)","v":439.45374520420239},21]
[56036.051197604793,56036.076796407186,56,null,36,"LH",11,"36LH11",511.9760479041916,767.96407185628743,318.724694323927,{"$f":"MIN(I948,360/'Roof Bay Analysis'!$I$51*K948)","v":478.0870414858905},23,null,null,null,null,null,null,null,null,null,null,null,null,null,null,null,null,null,null,null,null,null,56036.047808704148,56,null,36,"LH",11,"36LH11",511.9760479041916,767.96407185628743,318.724694323927,{"$f":"MIN(AP948,360/'Roof Bay Analysis'!$I$51*AR948)","v":478.0870414858905},23]
[56036.061257485031,56036.091886227543,56,null,36,"LH",12,"36LH12",612.57485029940119,918.86227544910184,379.8940801032665,{"$f":"MIN(I949,360/'Roof Bay Analysis'!$I$51*K949)","v":569.84112015489973},25,null,null,null,null,null,null,null,null,null,null,null,null,null,null,null,null,null,null,null,null,null,56036.056984112016,56,null,36,"LH",12,"36LH12",612.57485029940119,918.86227544910184,379.8940801032665,{"$f":"MIN(AP949,360/'Roof Bay Analysis'!$I$51*AR949)","v":569.84112015489973},25]
[56036.07203592814,56036.108053892218,56,null,36,"LH",13,"36LH13",720.35928143712579,1080.5389221556886,445.35605435834918,{"$f":"MIN(I950,360/'Roof Bay Analysis'!$I$51*K950)","v":668.03408153752378},30,null,null,null,null,null,null,null,null,null,null,null,null,null,null,null,null,null,null,null,null,null,56036.066803408154,56,null,36,"LH",13,"36LH13",720.35928143712579,1080.5389221556886,445.35605435834918,{"$f":"MIN(AP950,360/'Roof Bay Analysis'!$I$51*AR950)","v":668.03408153752378},30]
[56036.079401197603,56036.119101796408,56,null,36,"LH",14,"36LH14",794.01197604790423,1191.0179640718563,489.35508623471617,{"$f":"MIN(I951,360/'Roof Bay Analysis'!$I$51*K951)","v":734.03262935207431},36,null,null,null,null,null,null,null,null,null,null,null,null,null,null,null,null,null,null,null,null,null,56036.073403262933,56,null,36,"LH",14,"36LH14",794.01197604790423,1191.0179640718563,489.35508623471617,{"$f":"MIN(AP951,360/'Roof Bay Analysis'!$I$51*AR951)","v":734.03262935207431},36]
[56036.083712574851,56036.125568862277,56,null,36,"LH",15,"36LH15",837.12574850299404,1255.688622754491,515.11061708917498,{"$f":"MIN(I952,360/'Roof Bay Analysis'!$I$51*K952)","v":772.66592563376253},36,null,null,null,null,null,null,null,null,null,null,null,null,null,null,null,null,null,null,null,null,null,56036.077266592562,56,null,36,"LH",15,"36LH15",837.12574850299404,1255.688622754491,515.11061708917498,{"$f":"MIN(AP952,360/'Roof Bay Analysis'!$I$51*AR952)","v":772.66592563376253},36]
[56040.043113772452,56040.064670658685,56,null,40,"LH",10,"40LH10",431.13772455089821,646.70658682634735,300.5752805765714,{"$f":"MIN(I953,360/'Roof Bay Analysis'!$I$51*K953)","v":431.13772455089821},21,null,null,null,null,null,null,null,null,null,null,null,null,null,null,null,null,null,null,null,null,null,56040.043113772452,56,null,40,"LH",10,"40LH10",431.13772455089821,646.70658682634735,300.5752805765714,{"$f":"MIN(AP953,360/'Roof Bay Analysis'!$I$51*AR953)","v":431.13772455089821},21]
[56040.047065868261,56040.070598802398,56,null,40,"LH",11,"40LH11",470.65868263473055,705.98802395209577,325.62322062461902,{"$f":"MIN(I954,360/'Roof Bay Analysis'!$I$51*K954)","v":470.65868263473055},22,null,null,null,null,null,null,null,null,null,null,null,null,null,null,null,null,null,null,null,null,null,56040.047065868261,56,null,40,"LH",11,"40LH11",470.65868263473055,705.98802395209577,325.62322062461902,{"$f":"MIN(AP954,360/'Roof Bay Analysis'!$I$51*AR954)","v":470.65868263473055},22]
[56040.057305389222,56040.08595808383,56,null,40,"LH",12,"40LH12",573.05389221556891,859.58083832335342,396.59238409408727,{"$f":"MIN(I955,360/'Roof Bay Analysis'!$I$51*K955)","v":573.05389221556891},25,null,null,null,null,null,null,null,null,null,null,null,null,null,null,null,null,null,null,null,null,null,56040.057305389222,56,null,40,"LH",12,"40LH12",573.05389221556891,859.58083832335342,396.59238409408727,{"$f":"MIN(AP955,360/'Roof Bay Analysis'!$I$51*AR955)","v":573.05389221556891},25]
[56040.067544910176,56040.101317365268,56,null,40,"LH",13,"40LH13",675.44910179640715,1013.1736526946107,464.77844311377248,{"$f":"MIN(I956,360/'Roof Bay Analysis'!$I$51*K956)","v":675.44910179640715},30,null,null,null,null,null,null,null,null,null,null,null,null,null,null,null,null,null,null,null,null,null,56040.067544910176,56,null,40,"LH",13,"40LH13",675.44910179640715,1013.1736526946107,464.77844311377248,{"$f":"MIN(AP956,360/'Roof Bay Analysis'!$I$51*AR956)","v":675.44910179640715},30]
[56040.077245508983,56040.11586826347,56,null,40,"LH",14,"40LH14",772.45508982035926,1158.6826347305389,532.96450213345759,{"$f":"MIN(I957,360/'Roof Bay Analysis'!$I$51*K957)","v":772.45508982035926},35,null,null,null,null,null,null,null,null,null,null,null,null,null,null,null,null,null,null,null,null,null,56040.077245508983,56,null,40,"LH",14,"40LH14",772.45508982035926,1158.6826347305389,532.96450213345759,{"$f":"MIN(AP957,360/'Roof Bay Analysis'!$I$51*AR957)","v":772.45508982035926},35]
[56040.086407185627,56040.129610778444,56,null,40,"LH",15,"40LH15",864.07185628742513,1296.1077844311376,594.19280002868516,{"$f":"MIN(I958,360/'Roof Bay Analysis'!$I$51*K958)","v":864.07185628742513},36,null,null,null,null,null,null,null,null,null,null,null,null,null,null,null,null,null,null,null,null,null,56040.086407185627,56,null,40,"LH",15,"40LH15",864.07185628742513,1296.1077844311376,594.19280002868516,{"$f":"MIN(AP958,360/'Roof Bay Analysis'!$I$51*AR958)","v":864.07185628742513},36]
[56040.095209580839,56040.142814371255,56,null,40,"LH",16,"40LH16",952.09580838323359,1428.1437125748503,652.63799347412953,{"$f":"MIN(I959,360/'Roof Bay Analysis'!$I$51*K959)","v":952.09580838323359},42,null,null,null,null,null,null,null,null,null,null,null,null,null,null,null,null,null,null,null,null,null,56040.095209580839,56,null,40,"LH",16,"40LH16",952.09580838323359,1428.1437125748503,652.63799347412953,{"$f":"MIN(AP959,360/'Roof Bay Analysis'!$I$51*AR959)","v":952.09580838323359},42]
[56044.039700598805,56044.059550898201,56,null,44,"LH",10,"44LH10",397.00598802395211,595.50898203592817,304.7199254186238,{"$f":"MIN(I960,360/'Roof Bay Analysis'!$I$51*K960)","v":397.00598802395211},21,null,null,null,null,null,null,null,null,null,null,null,null,null,null,null,null,null,null,null,null,null,56044.039700598805,56,null,44,"LH",10,"44LH10",397.00598802395211,595.50898203592817,304.7199254186238,{"$f":"MIN(AP960,360/'Roof Bay Analysis'!$I$51*AR960)","v":397.00598802395211},21]
[56044.042934131736,56044.064401197604,56,null,44,"LH",11,"44LH11",429.34131736526945,644.01197604790423,329.23762056724871,{"$f":"MIN(I961,360/'Roof Bay Analysis'!$I$51*K961)","v":429.34131736526945},22,null,null,null,null,null,null,null,null,null,null,null,null,null,null,null,null,null,null,null,null,null,56044.042934131736,56,null,44,"LH",11,"44LH11",429.34131736526945,644.01197604790423,329.23762056724871,{"$f":"MIN(AP961,360/'Roof Bay Analysis'!$I$51*AR961)","v":429.34131736526945},22]
[56044.053173652697,56044.079760479042,56,null,44,"LH",12,"44LH12",531.7365269461078,797.60479041916165,406.29323389149846,{"$f":"MIN(I962,360/'Roof Bay Analysis'!$I$51*K962)","v":531.7365269461078},25,null,null,null,null,null,null,null,null,null,null,null,null,null,null,null,null,null,null,null,null,null,56044.053173652697,56,null,44,"LH",12,"44LH12",531.7365269461078,797.60479041916165,406.29323389149846,{"$f":"MIN(AP962,360/'Roof Bay Analysis'!$I$51*AR962)","v":531.7365269461078},25]
[56044.063053892212,56044.094580838326,56,null,44,"LH",13,"44LH13",630.53892215568862,945.80838323353294,481.59758327656067,{"$f":"MIN(I963,360/'Roof Bay Analysis'!$I$51*K963)","v":630.53892215568862},30,null,null,null,null,null,null,null,null,null,null,null,null,null,null,null,null,null,null,null,null,null,56044.063053892212,56,null,44,"LH",13,"44LH13",630.53892215568862,945.80838323353294,481.59758327656067,{"$f":"MIN(AP963,360/'Roof Bay Analysis'!$I$51*AR963)","v":630.53892215568862},30]
[{"$f":"C964*1000+E964+I964/10000","v":56044.072574850303},{"$f":"C964*1000+E964+J964/10000","v":56044.108862275447},56,null,44,"LH",14,"44LH14",725.74850299401203,{"$f":"1.5*I964","v":1088.622754491018},551.64814084406044,{"$f":"MIN(I964,360/'Roof Bay Analysis'!$I$51*K964)","v":725.74850299401203},31,null,null,null,null,null,null,null,null,null,null,null,null,null,null,null,null,null,null,null,null,null,{"$f":"AJ964*1000+AL964+AS964/10000","v":56044.072574850303},56,null,44,"LH",14,"44LH14",725.74850299401203,{"$f":"1.5*AP964","v":1088.622754491018},551.64814084406044,{"$f":"MIN(AP964,360/'Roof Bay Analysis'!$I$51*AR964)","v":725.74850299401203},31]
[56044.084431137722,56044.126646706587,56,null,{"$f":"VALUE(LEFT(H965,2))","v":44},{"$f":"MID(H965,3,LEN(H965)-4)","v":"LH"},{"$f":"VALUE(RIGHT(H965,2))","v":15},"44LH15",844.31137724550899,1266.4670658682635,640.9626017426225,{"$f":"MIN(I965,360/'Roof Bay Analysis'!$I$51*K965)","v":844.31137724550899},36,null,null,null,null,null,null,null,null,null,null,null,null,null,null,null,null,null,null,null,null,null,56044.084431137722,56,null,{"$f":"VALUE(LEFT(AO965,2))","v":44},{"$f":"MID(AO965,3,LEN(AO965)-4)","v":"LH"},{"$f":"VALUE(RIGHT(AO965,2))","v":15},"44LH15",844.31137724550899,1266.4670658682635,640.9626017426225,{"$f":"MIN(AP965,360/'Roof Bay Analysis'!$I$51*AR965)","v":844.31137724550899},36]
[56044.097365269459,56044.146047904193,56,null,44,"LH",16,"44LH16",973.65269461077844,1460.4790419161677,737.28211839793471,{"$f":"MIN(I966,360/'Roof Bay Analysis'!$I$51*K966)","v":973.65269461077844},42,null,null,null,null,null,null,null,null,null,null,null,null,null,null,null,null,null,null,null,null,null,56044.097365269459,56,null,44,"LH",16,"44LH16",973.65269461077844,1460.4790419161677,737.28211839793471,{"$f":"MIN(AP966,360/'Roof Bay Analysis'!$I$51*AR966)","v":973.65269461077844},42]
[56044.104550898206,56044.156826347302,56,null,44,"LH",17,"44LH17",1045.5089820359281,1568.2634730538921,788.06877263437195,{"$f":"MIN(I967,360/'Roof Bay Analysis'!$I$51*K967)","v":1045.5089820359281},47,null,null,null,null,null,null,null,null,null,null,null,null,null,null,null,null,null,null,null,null,null,56044.104550898206,56,null,44,"LH",17,"44LH17",1045.5089820359281,1568.2634730538921,788.06877263437195,{"$f":"MIN(AP967,360/'Roof Bay Analysis'!$I$51*AR967)","v":1045.5089820359281},47]
[57028.037400000001,57028.056100000002,57,null,28,"LH",9,"28LH 9",374,561,173,{"$f":"MIN(I968,360/'Roof Bay Analysis'!$I$51*K968)","v":259.5},21,null,null,null,null,null,null,null,null,null,null,null,null,null,null,null,null,null,null,null,null,null,57028.025950000003,57,null,28,"LH",9,"28LH 9",374,561,173,{"$f":"MIN(AP968,360/'Roof Bay Analysis'!$I$51*AR968)","v":259.5},21]
[57028.041499999999,57028.062250000003,57,null,28,"LH",10,"28LH10",415,622.5,193,{"$f":"MIN(I969,360/'Roof Bay Analysis'!$I$51*K969)","v":289.5},23,null,null,null,null,null,null,null,null,null,null,null,null,null,null,null,null,null,null,null,null,null,57028.02895,57,null,28,"LH",10,"28LH10",415,622.5,193,{"$f":"MIN(AP969,360/'Roof Bay Analysis'!$I$51*AR969)","v":289.5},23]
[57028.045299999998,57028.067949999997,57,null,28,"LH",11,"28LH11",453,679.5,212,{"$f":"MIN(I970,360/'Roof Bay Analysis'!$I$51*K970)","v":318},25,null,null,null,null,null,null,null,null,null,null,null,null,null,null,null,null,null,null,null,null,null,57028.031799999997,57,null,28,"LH",11,"28LH11",453,679.5,212,{"$f":"MIN(AP970,360/'Roof Bay Analysis'!$I$51*AR970)","v":318},25]
[57028.0527,57028.07905,57,null,28,"LH",12,"28LH12",527,790.5,243,{"$f":"MIN(I971,360/'Roof Bay Analysis'!$I$51*K971)","v":364.5},27,null,null,null,null,null,null,null,null,null,null,null,null,null,null,null,null,null,null,null,null,null,57028.03645,57,null,28,"LH",12,"28LH12",527,790.5,243,{"$f":"MIN(AP971,360/'Roof Bay Analysis'!$I$51*AR971)","v":364.5},27]
[57028.057699999998,57028.08655,57,null,28,"LH",13,"28LH13",577,865.5,266,{"$f":"MIN(I972,360/'Roof Bay Analysis'!$I$51*K972)","v":399},30,null,null,null,null,null,null,null,null,null,null,null,null,null,null,null,null,null,null,null,null,null,57028.039900000003,57,null,28,"LH",13,"28LH13",577,865.5,266,{"$f":"MIN(AP972,360/'Roof Bay Analysis'!$I$51*AR972)","v":399},30]
[57032.040399999998,57032.060599999997,57,null,32,"LH",9,"32LH 9",404,606,219,{"$f":"MIN(I973,360/'Roof Bay Analysis'!$I$51*K973)","v":328.5},21,null,null,null,null,null,null,null,null,null,null,null,null,null,null,null,null,null,null,null,null,null,57032.032850000003,57,null,32,"LH",9,"32LH 9",404,606,219,{"$f":"MIN(AP973,360/'Roof Bay Analysis'!$I$51*AR973)","v":328.5},21]
[57032.044500000004,57032.066749999998,57,null,32,"LH",10,"32LH10",445,667.5,240,{"$f":"MIN(I974,360/'Roof Bay Analysis'!$I$51*K974)","v":360},21,null,null,null,null,null,null,null,null,null,null,null,null,null,null,null,null,null,null,null,null,null,57032.036,57,null,32,"LH",10,"32LH10",445,667.5,240,{"$f":"MIN(AP974,360/'Roof Bay Analysis'!$I$51*AR974)","v":360},21]
[57032.048799999997,57032.073199999999,57,null,32,"LH",11,"32LH11",488,732,263,{"$f":"MIN(I975,360/'Roof Bay Analysis'!$I$51*K975)","v":394.5},24,null,null,null,null,null,null,null,null,null,null,null,null,null,null,null,null,null,null,null,null,null,57032.039449999997,57,null,32,"LH",11,"32LH11",488,732,263,{"$f":"MIN(AP975,360/'Roof Bay Analysis'!$I$51*AR975)","v":394.5},24]
[57032.057800000002,57032.0867,57,null,32,"LH",12,"32LH12",578,867,311,{"$f":"MIN(I976,360/'Roof Bay Analysis'!$I$51*K976)","v":466.5},27,null,null,null,null,null,null,null,null,null,null,null,null,null,null,null,null,null,null,null,null,null,57032.046649999997,57,null,32,"LH",12,"32LH12",578,867,311,{"$f":"MIN(AP976,360/'Roof Bay Analysis'!$I$51*AR976)","v":466.5},27]
[57032.066599999998,57032.099900000001,57,null,32,"LH",13,"32LH13",666,999,354,{"$f":"MIN(I977,360/'Roof Bay Analysis'!$I$51*K977)","v":531},30,null,null,null,null,null,null,null,null,null,null,null,null,null,null,null,null,null,null,null,null,null,57032.053099999997,57,null,32,"LH",13,"32LH13",666,999,354,{"$f":"MIN(AP977,360/'Roof Bay Analysis'!$I$51*AR977)","v":531},30]
[57032.071300000003,57032.106950000001,57,null,32,"LH",14,"32LH14",713,1069.5,374,{"$f":"MIN(I978,360/'Roof Bay Analysis'!$I$51*K978)","v":561},33,null,null,null,null,null,null,null,null,null,null,null,null,null,null,null,null,null,null,null,null,null,57032.056100000002,57,null,32,"LH",14,"32LH14",713,1069.5,374,{"$f":"MIN(AP978,360/'Roof Bay Analysis'!$I$51*AR978)","v":561},33]
[57032.076300000001,57032.114450000001,57,null,32,"LH",15,"32LH15",763,1144.5,407,{"$f":"MIN(I979,360/'Roof Bay Analysis'!$I$51*K979)","v":610.5},35,null,null,null,null,null,null,null,null,null,null,null,null,null,null,null,null,null,null,null,null,null,57032.061049999997,57,null,32,"LH",15,"32LH15",763,1144.5,407,{"$f":"MIN(AP979,360/'Roof Bay Analysis'!$I$51*AR979)","v":610.5},35]
[57036.046058823529,57036.069088235294,57,null,36,"LH",10,"36LH10",460.58823529411762,690.88235294117646,282.72031141868513,{"$f":"MIN(I980,360/'Roof Bay Analysis'!$I$51*K980)","v":424.08046712802769},21,null,null,null,null,null,null,null,null,null,null,null,null,null,null,null,null,null,null,null,null,null,57036.042408046713,57,null,36,"LH",10,"36LH10",460.58823529411762,690.88235294117646,282.72031141868513,{"$f":"MIN(AP980,360/'Roof Bay Analysis'!$I$51*AR980)","v":424.08046712802769},21]
[57036.050294117646,57036.075441176472,57,null,36,"LH",11,"36LH11",502.94117647058823,754.41176470588232,307.57484429065744,{"$f":"MIN(I981,360/'Roof Bay Analysis'!$I$51*K981)","v":461.36226643598616},23,null,null,null,null,null,null,null,null,null,null,null,null,null,null,null,null,null,null,null,null,null,57036.046136226643,57,null,36,"LH",11,"36LH11",502.94117647058823,754.41176470588232,307.57484429065744,{"$f":"MIN(AP981,360/'Roof Bay Analysis'!$I$51*AR981)","v":461.36226643598616},23]
[57036.060176470586,57036.090264705883,57,null,36,"LH",12,"36LH12",601.76470588235293,902.64705882352939,366.60435986159172,{"$f":"MIN(I982,360/'Roof Bay Analysis'!$I$51*K982)","v":549.90653979238755},25,null,null,null,null,null,null,null,null,null,null,null,null,null,null,null,null,null,null,null,null,null,57036.054990653982,57,null,36,"LH",12,"36LH12",601.76470588235293,902.64705882352939,366.60435986159172,{"$f":"MIN(AP982,360/'Roof Bay Analysis'!$I$51*AR982)","v":549.90653979238755},25]
[57036.070764705881,57036.106147058825,57,null,36,"LH",13,"36LH13",707.64705882352939,1061.4705882352941,429.77629757785468,{"$f":"MIN(I983,360/'Roof Bay Analysis'!$I$51*K983)","v":644.66444636678204},30,null,null,null,null,null,null,null,null,null,null,null,null,null,null,null,null,null,null,null,null,null,57036.064466444637,57,null,36,"LH",13,"36LH13",707.64705882352939,1061.4705882352941,429.77629757785468,{"$f":"MIN(AP983,360/'Roof Bay Analysis'!$I$51*AR983)","v":644.66444636678204},30]
[57036.078000000001,57036.116999999998,57,null,36,"LH",14,"36LH14",780,1170,472.23612456747406,{"$f":"MIN(I984,360/'Roof Bay Analysis'!$I$51*K984)","v":708.35418685121113},36,null,null,null,null,null,null,null,null,null,null,null,null,null,null,null,null,null,null,null,null,null,57036.070835418686,57,null,36,"LH",14,"36LH14",780,1170,472.23612456747406,{"$f":"MIN(AP984,360/'Roof Bay Analysis'!$I$51*AR984)","v":708.35418685121113},36]
[57036.082235294118,57036.123352941177,57,null,36,"LH",15,"36LH15",822.35294117647061,1233.5294117647059,497.09065743944637,{"$f":"MIN(I985,360/'Roof Bay Analysis'!$I$51*K985)","v":745.63598615916953},36,null,null,null,null,null,null,null,null,null,null,null,null,null,null,null,null,null,null,null,null,null,57036.074563598617,57,null,36,"LH",15,"36LH15",822.35294117647061,1233.5294117647059,497.09065743944637,{"$f":"MIN(AP985,360/'Roof Bay Analysis'!$I$51*AR985)","v":745.63598615916953},36]
[57040.042352941178,57040.063529411767,57,null,40,"LH",10,"40LH10",423.52941176470586,635.29411764705878,290.06034602076124,{"$f":"MIN(I986,360/'Roof Bay Analysis'!$I$51*K986)","v":423.52941176470586},21,null,null,null,null,null,null,null,null,null,null,null,null,null,null,null,null,null,null,null,null,null,57040.042352941178,57,null,40,"LH",10,"40LH10",423.52941176470586,635.29411764705878,290.06034602076124,{"$f":"MIN(AP986,360/'Roof Bay Analysis'!$I$51*AR986)","v":423.52941176470586},21]
[57040.046235294118,57040.069352941173,57,null,40,"LH",11,"40LH11",462.35294117647061,693.52941176470586,314.23204152249133,{"$f":"MIN(I987,360/'Roof Bay Analysis'!$I$51*K987)","v":462.35294117647061},22,null,null,null,null,null,null,null,null,null,null,null,null,null,null,null,null,null,null,null,null,null,57040.046235294118,57,null,40,"LH",11,"40LH11",462.35294117647061,693.52941176470586,314.23204152249133,{"$f":"MIN(AP987,360/'Roof Bay Analysis'!$I$51*AR987)","v":462.35294117647061},22]
[57040.056294117647,57040.08444117647,57,null,40,"LH",12,"40LH12",562.94117647058829,844.41176470588243,382.71851211072664,{"$f":"MIN(I988,360/'Roof Bay Analysis'!$I$51*K988)","v":562.94117647058829},25,null,null,null,null,null,null,null,null,null,null,null,null,null,null,null,null,null,null,null,null,null,57040.056294117647,57,null,40,"LH",12,"40LH12",562.94117647058829,844.41176470588243,382.71851211072664,{"$f":"MIN(AP988,360/'Roof Bay Analysis'!$I$51*AR988)","v":562.94117647058829},25]
[57040.066352941176,57040.099529411767,57,null,40,"LH",13,"40LH13",663.52941176470586,995.29411764705878,448.51923875432527,{"$f":"MIN(I989,360/'Roof Bay Analysis'!$I$51*K989)","v":663.52941176470586},30,null,null,null,null,null,null,null,null,null,null,null,null,null,null,null,null,null,null,null,null,null,57040.066352941176,57,null,40,"LH",13,"40LH13",663.52941176470586,995.29411764705878,448.51923875432527,{"$f":"MIN(AP989,360/'Roof Bay Analysis'!$I$51*AR989)","v":663.52941176470586},30]
[57040.07588235294,57040.113823529413,57,null,40,"LH",14,"40LH14",758.82352941176475,1138.2352941176471,514.31996539792385,{"$f":"MIN(I990,360/'Roof Bay Analysis'!$I$51*K990)","v":758.82352941176475},35,null,null,null,null,null,null,null,null,null,null,null,null,null,null,null,null,null,null,null,null,null,57040.07588235294,57,null,40,"LH",14,"40LH14",758.82352941176475,1138.2352941176471,514.31996539792385,{"$f":"MIN(AP990,360/'Roof Bay Analysis'!$I$51*AR990)","v":758.82352941176475},35]
[57040.084882352938,57040.127323529414,57,null,40,"LH",15,"40LH15",848.82352941176475,1273.2352941176471,573.40633217993081,{"$f":"MIN(I991,360/'Roof Bay Analysis'!$I$51*K991)","v":848.82352941176475},36,null,null,null,null,null,null,null,null,null,null,null,null,null,null,null,null,null,null,null,null,null,57040.084882352938,57,null,40,"LH",15,"40LH15",848.82352941176475,1273.2352941176471,573.40633217993081,{"$f":"MIN(AP991,360/'Roof Bay Analysis'!$I$51*AR991)","v":848.82352941176475},36]
[57040.093529411766,57040.140294117649,57,null,40,"LH",16,"40LH16",935.29411764705878,1402.9411764705883,629.80695501730099,{"$f":"MIN(I992,360/'Roof Bay Analysis'!$I$51*K992)","v":935.29411764705878},42,null,null,null,null,null,null,null,null,null,null,null,null,null,null,null,null,null,null,null,null,null,57040.093529411766,57,null,40,"LH",16,"40LH16",935.29411764705878,1402.9411764705883,629.80695501730099,{"$f":"MIN(AP992,360/'Roof Bay Analysis'!$I$51*AR992)","v":935.29411764705878},42]
[57044.038999999997,57044.058499999999,57,null,44,"LH",10,"44LH10",390,585,294.06,{"$f":"MIN(I993,360/'Roof Bay Analysis'!$I$51*K993)","v":390},21,null,null,null,null,null,null,null,null,null,null,null,null,null,null,null,null,null,null,null,null,null,57044.038999999997,57,null,44,"LH",10,"44LH10",390,585,294.06,{"$f":"MIN(AP993,360/'Roof Bay Analysis'!$I$51*AR993)","v":390},21]
[57044.04217647059,57044.063264705881,57,null,44,"LH",11,"44LH11",421.76470588235293,632.64705882352939,317.72000000000003,{"$f":"MIN(I994,360/'Roof Bay Analysis'!$I$51*K994)","v":421.76470588235293},22,null,null,null,null,null,null,null,null,null,null,null,null,null,null,null,null,null,null,null,null,null,57044.04217647059,57,null,44,"LH",11,"44LH11",421.76470588235293,632.64705882352939,317.72000000000003,{"$f":"MIN(AP994,360/'Roof Bay Analysis'!$I$51*AR994)","v":421.76470588235293},22]
[57044.052235294119,57044.078352941178,57,null,44,"LH",12,"44LH12",522.35294117647061,783.52941176470586,392.08,{"$f":"MIN(I995,360/'Roof Bay Analysis'!$I$51*K995)","v":522.35294117647061},25,null,null,null,null,null,null,null,null,null,null,null,null,null,null,null,null,null,null,null,null,null,57044.052235294119,57,null,44,"LH",12,"44LH12",522.35294117647061,783.52941176470586,392.08,{"$f":"MIN(AP995,360/'Roof Bay Analysis'!$I$51*AR995)","v":522.35294117647061},25]
[57044.061941176471,57044.092911764703,57,null,44,"LH",13,"44LH13",619.41176470588232,929.11764705882342,464.75,{"$f":"MIN(I996,360/'Roof Bay Analysis'!$I$51*K996)","v":619.41176470588232},30,null,null,null,null,null,null,null,null,null,null,null,null,null,null,null,null,null,null,null,null,null,57044.061941176471,57,null,44,"LH",13,"44LH13",619.41176470588232,929.11764705882342,464.75,{"$f":"MIN(AP996,360/'Roof Bay Analysis'!$I$51*AR996)","v":619.41176470588232},30]
[57044.071294117646,57044.106941176469,57,null,44,"LH",14,"44LH14",712.94117647058829,1069.4117647058824,532.35,{"$f":"MIN(I997,360/'Roof Bay Analysis'!$I$51*K997)","v":712.94117647058829},31,null,null,null,null,null,null,null,null,null,null,null,null,null,null,null,null,null,null,null,null,null,57044.071294117646,57,null,44,"LH",14,"44LH14",712.94117647058829,1069.4117647058824,532.35,{"$f":"MIN(AP997,360/'Roof Bay Analysis'!$I$51*AR997)","v":712.94117647058829},31]
[57044.082941176472,57044.124411764707,57,null,44,"LH",15,"44LH15",829.41176470588232,1244.1176470588234,618.54,{"$f":"MIN(I998,360/'Roof Bay Analysis'!$I$51*K998)","v":829.41176470588232},36,null,null,null,null,null,null,null,null,null,null,null,null,null,null,null,null,null,null,null,null,null,57044.082941176472,57,null,44,"LH",15,"44LH15",829.41176470588232,1244.1176470588234,618.54,{"$f":"MIN(AP998,360/'Roof Bay Analysis'!$I$51*AR998)","v":829.41176470588232},36]
[57044.095647058821,57044.143470588235,57,null,44,"LH",16,"44LH16",956.47058823529414,1434.7058823529412,711.49,{"$f":"MIN(I999,360/'Roof Bay Analysis'!$I$51*K999)","v":956.47058823529414},42,null,null,null,null,null,null,null,null,null,null,null,null,null,null,null,null,null,null,null,null,null,57044.095647058821,57,null,44,"LH",16,"44LH16",956.47058823529414,1434.7058823529412,711.49,{"$f":"MIN(AP999,360/'Roof Bay Analysis'!$I$51*AR999)","v":956.47058823529414},42]
[57044.102705882353,57044.154058823529,57,null,44,"LH",17,"44LH17",1027.0588235294117,1540.5882352941176,760.5,{"$f":"MIN(I1000,360/'Roof Bay Analysis'!$I$51*K1000)","v":1027.0588235294117},47,null,null,null,null,null,null,null,null,null,null,null,null,null,null,null,null,null,null,null,null,null,57044.102705882353,57,null,44,"LH",17,"44LH17",1027.0588235294117,1540.5882352941176,760.5,{"$f":"MIN(AP1000,360/'Roof Bay Analysis'!$I$51*AR1000)","v":1027.0588235294117},47]
[57048.035294117646,57048.052941176473,57,null,48,"LH",10,"48LH10",352.94117647058823,529.41176470588232,292.85553633217995,{"$f":"MIN(I1001,360/'Roof Bay Analysis'!$I$51*K1001)","v":352.94117647058823},21,null,null,null,null,null,null,null,null,null,null,null,null,null,null,null,null,null,null,null,null,null,57048.035294117646,57,null,48,"LH",10,"48LH10",352.94117647058823,529.41176470588232,292.85553633217995,{"$f":"MIN(AP1001,360/'Roof Bay Analysis'!$I$51*AR1001)","v":352.94117647058823},21]
[57048.03829411765,57048.057441176468,57,null,48,"LH",11,"48LH11",382.94117647058823,574.41176470588232,315.70242214532874,{"$f":"MIN(I1002,360/'Roof Bay Analysis'!$I$51*K1002)","v":382.94117647058823},22,null,null,null,null,null,null,null,null,null,null,null,null,null,null,null,null,null,null,null,null,null,57048.03829411765,57,null,48,"LH",11,"48LH11",382.94117647058823,574.41176470588232,315.70242214532874,{"$f":"MIN(AP1002,360/'Roof Bay Analysis'!$I$51*AR1002)","v":382.94117647058823},22]
[57048.048352941179,57048.072529411766,57,null,48,"LH",12,"48LH12",483.52941176470586,725.29411764705878,396.70501730103808,{"$f":"MIN(I1003,360/'Roof Bay Analysis'!$I$51*K1003)","v":483.52941176470586},25,null,null,null,null,null,null,null,null,null,null,null,null,null,null,null,null,null,null,null,null,null,57048.048352941179,57,null,48,"LH",12,"48LH12",483.52941176470586,725.29411764705878,396.70501730103808,{"$f":"MIN(AP1003,360/'Roof Bay Analysis'!$I$51*AR1003)","v":483.52941176470586},25]
[57048.057882352943,57048.086823529411,57,null,48,"LH",13,"48LH13",578.82352941176475,868.23529411764707,473.55363321799308,{"$f":"MIN(I1004,360/'Roof Bay Analysis'!$I$51*K1004)","v":578.82352941176475},29,null,null,null,null,null,null,null,null,null,null,null,null,null,null,null,null,null,null,null,null,null,57048.057882352943,57,null,48,"LH",13,"48LH13",578.82352941176475,868.23529411764707,473.55363321799308,{"$f":"MIN(AP1004,360/'Roof Bay Analysis'!$I$51*AR1004)","v":578.82352941176475},29]
[57048.068294117649,57048.102441176474,57,null,48,"LH",14,"48LH14",682.94117647058829,1024.4117647058824,558.71020761245677,{"$f":"MIN(I1005,360/'Roof Bay Analysis'!$I$51*K1005)","v":682.94117647058829},32,null,null,null,null,null,null,null,null,null,null,null,null,null,null,null,null,null,null,null,null,null,57048.068294117649,57,null,48,"LH",14,"48LH14",682.94117647058829,1024.4117647058824,558.71020761245677,{"$f":"MIN(AP1005,360/'Roof Bay Analysis'!$I$51*AR1005)","v":682.94117647058829},32]
[57048.078529411767,57048.11779411765,57,null,48,"LH",15,"48LH15",785.29411764705878,1177.9411764705883,639.71280276816606,{"$f":"MIN(I1006,360/'Roof Bay Analysis'!$I$51*K1006)","v":785.29411764705878},36,null,null,null,null,null,null,null,null,null,null,null,null,null,null,null,null,null,null,null,null,null,57048.078529411767,57,null,48,"LH",15,"48LH15",785.29411764705878,1177.9411764705883,639.71280276816606,{"$f":"MIN(AP1006,360/'Roof Bay Analysis'!$I$51*AR1006)","v":785.29411764705878},36]
[57048.090529411762,57048.135794117647,57,null,48,"LH",16,"48LH16",905.29411764705878,1357.9411764705883,737.33131487889273,{"$f":"MIN(I1007,360/'Roof Bay Analysis'!$I$51*K1007)","v":905.29411764705878},42,null,null,null,null,null,null,null,null,null,null,null,null,null,null,null,null,null,null,null,null,null,57048.090529411762,57,null,48,"LH",16,"48LH16",905.29411764705878,1357.9411764705883,737.33131487889273,{"$f":"MIN(AP1007,360/'Roof Bay Analysis'!$I$51*AR1007)","v":905.29411764705878},42]
[57048.101647058822,57048.152470588233,57,null,48,"LH",17,"48LH17",1016.4705882352941,1524.7058823529412,824.56487889273353,{"$f":"MIN(I1008,360/'Roof Bay Analysis'!$I$51*K1008)","v":1016.4705882352941},47,null,null,null,null,null,null,null,null,null,null,null,null,null,null,null,null,null,null,null,null,null,57048.101647058822,57,null,48,"LH",17,"48LH17",1016.4705882352941,1524.7058823529412,824.56487889273353,{"$f":"MIN(AP1008,360/'Roof Bay Analysis'!$I$51*AR1008)","v":1016.4705882352941},47]
[58032.039100000002,58032.058649999999,58,null,32,"LH",9,"32LH 9",391,586.5,208,{"$f":"MIN(I1009,360/'Roof Bay Analysis'!$I$51*K1009)","v":312},21,null,null,null,null,null,null,null,null,null,null,null,null,null,null,null,null,null,null,null,null,null,58032.031199999998,58,null,32,"LH",9,"32LH 9",391,586.5,208,{"$f":"MIN(AP1009,360/'Roof Bay Analysis'!$I$51*AR1009)","v":312},21]
[58032.042999999998,58032.0645,58,null,32,"LH",10,"32LH10",430,645,228,{"$f":"MIN(I1010,360/'Roof Bay Analysis'!$I$51*K1010)","v":342},21,null,null,null,null,null,null,null,null,null,null,null,null,null,null,null,null,null,null,null,null,null,58032.034200000002,58,null,32,"LH",10,"32LH10",430,645,228,{"$f":"MIN(AP1010,360/'Roof Bay Analysis'!$I$51*AR1010)","v":342},21]
[58032.047299999998,58032.070950000001,58,null,32,"LH",11,"32LH11",473,709.5,251,{"$f":"MIN(I1011,360/'Roof Bay Analysis'!$I$51*K1011)","v":376.5},24,null,null,null,null,null,null,null,null,null,null,null,null,null,null,null,null,null,null,null,null,null,58032.037649999998,58,null,32,"LH",11,"32LH11",473,709.5,251,{"$f":"MIN(AP1011,360/'Roof Bay Analysis'!$I$51*AR1011)","v":376.5},24]
[58032.055899999999,58032.083850000003,58,null,32,"LH",12,"32LH12",559,838.5,295,{"$f":"MIN(I1012,360/'Roof Bay Analysis'!$I$51*K1012)","v":442.5},27,null,null,null,null,null,null,null,null,null,null,null,null,null,null,null,null,null,null,null,null,null,58032.044249999999,58,null,32,"LH",12,"32LH12",559,838.5,295,{"$f":"MIN(AP1012,360/'Roof Bay Analysis'!$I$51*AR1012)","v":442.5},27]
[58032.064299999998,58032.096449999997,58,null,32,"LH",13,"32LH13",643,964.5,336,{"$f":"MIN(I1013,360/'Roof Bay Analysis'!$I$51*K1013)","v":504},30,null,null,null,null,null,null,null,null,null,null,null,null,null,null,null,null,null,null,null,null,null,58032.0504,58,null,32,"LH",13,"32LH13",643,964.5,336,{"$f":"MIN(AP1013,360/'Roof Bay Analysis'!$I$51*AR1013)","v":504},30]
[58032.068800000001,58032.103199999998,58,null,32,"LH",14,"32LH14",688,1032,355,{"$f":"MIN(I1014,360/'Roof Bay Analysis'!$I$51*K1014)","v":532.5},33,null,null,null,null,null,null,null,null,null,null,null,null,null,null,null,null,null,null,null,null,null,58032.053249999997,58,null,32,"LH",14,"32LH14",688,1032,355,{"$f":"MIN(AP1014,360/'Roof Bay Analysis'!$I$51*AR1014)","v":532.5},33]
[58032.074999999997,58032.112500000003,58,null,32,"LH",15,"32LH15",750,1125,393,{"$f":"MIN(I1015,360/'Roof Bay Analysis'!$I$51*K1015)","v":589.5},35,null,null,null,null,null,null,null,null,null,null,null,null,null,null,null,null,null,null,null,null,null,58032.058949999999,58,null,32,"LH",15,"32LH15",750,1125,393,{"$f":"MIN(AP1015,360/'Roof Bay Analysis'!$I$51*AR1015)","v":589.5},35]
[58036.045400000003,58036.068099999997,58,null,36,"LH",10,"36LH10",454,681,273,{"$f":"MIN(I1016,360/'Roof Bay Analysis'!$I$51*K1016)","v":409.5},21,null,null,null,null,null,null,null,null,null,null,null,null,null,null,null,null,null,null,null,null,null,58036.040950000002,58,null,36,"LH",10,"36LH10",454,681,273,{"$f":"MIN(AP1016,360/'Roof Bay Analysis'!$I$51*AR1016)","v":409.5},21]
[58036.049500000001,58036.074249999998,58,null,36,"LH",11,"36LH11",495,742.5,297,{"$f":"MIN(I1017,360/'Roof Bay Analysis'!$I$51*K1017)","v":445.5},23,null,null,null,null,null,null,null,null,null,null,null,null,null,null,null,null,null,null,null,null,null,58036.044549999999,58,null,36,"LH",11,"36LH11",495,742.5,297,{"$f":"MIN(AP1017,360/'Roof Bay Analysis'!$I$51*AR1017)","v":445.5},23]
[58036.059300000001,58036.088949999998,58,null,36,"LH",12,"36LH12",593,889.5,354,{"$f":"MIN(I1018,360/'Roof Bay Analysis'!$I$51*K1018)","v":531},25,null,null,null,null,null,null,null,null,null,null,null,null,null,null,null,null,null,null,null,null,null,58036.053099999997,58,null,36,"LH",12,"36LH12",593,889.5,354,{"$f":"MIN(AP1018,360/'Roof Bay Analysis'!$I$51*AR1018)","v":531},25]
[58036.0697,58036.104549999996,58,null,36,"LH",13,"36LH13",697,1045.5,415,{"$f":"MIN(I1019,360/'Roof Bay Analysis'!$I$51*K1019)","v":622.5},30,null,null,null,null,null,null,null,null,null,null,null,null,null,null,null,null,null,null,null,null,null,58036.062250000003,58,null,36,"LH",13,"36LH13",697,1045.5,415,{"$f":"MIN(AP1019,360/'Roof Bay Analysis'!$I$51*AR1019)","v":622.5},30]
[58036.076800000003,58036.1152,58,null,36,"LH",14,"36LH14",768,1152,456,{"$f":"MIN(I1020,360/'Roof Bay Analysis'!$I$51*K1020)","v":684},36,null,null,null,null,null,null,null,null,null,null,null,null,null,null,null,null,null,null,null,null,null,58036.068399999996,58,null,36,"LH",14,"36LH14",768,1152,456,{"$f":"MIN(AP1020,360/'Roof Bay Analysis'!$I$51*AR1020)","v":684},36]
[58036.080900000001,58036.121350000001,58,null,36,"LH",15,"36LH15",809,1213.5,480,{"$f":"MIN(I1021,360/'Roof Bay Analysis'!$I$51*K1021)","v":720},36,null,null,null,null,null,null,null,null,null,null,null,null,null,null,null,null,null,null,null,null,null,58036.072,58,null,36,"LH",15,"36LH15",809,1213.5,480,{"$f":"MIN(AP1021,360/'Roof Bay Analysis'!$I$51*AR1021)","v":720},36]
[58040.041618497111,58040.062427745666,58,null,40,"LH",10,"40LH10",416.18497109826592,624.27745664739882,280.08767416218382,{"$f":"MIN(I1022,360/'Roof Bay Analysis'!$I$51*K1022)","v":416.18497109826592},21,null,null,null,null,null,null,null,null,null,null,null,null,null,null,null,null,null,null,null,null,null,58040.041618497111,58,null,40,"LH",10,"40LH10",416.18497109826592,624.27745664739882,280.08767416218382,{"$f":"MIN(AP1022,360/'Roof Bay Analysis'!$I$51*AR1022)","v":416.18497109826592},21]
[58040.045433526015,58040.068150289015,58,null,40,"LH",11,"40LH11",454.33526011560696,681.50289017341038,303.42831367569914,{"$f":"MIN(I1023,360/'Roof Bay Analysis'!$I$51*K1023)","v":454.33526011560696},22,null,null,null,null,null,null,null,null,null,null,null,null,null,null,null,null,null,null,null,null,null,58040.045433526015,58,null,40,"LH",11,"40LH11",454.33526011560696,681.50289017341038,303.42831367569914,{"$f":"MIN(AP1023,360/'Roof Bay Analysis'!$I$51*AR1023)","v":454.33526011560696},22]
[58040.055317919076,58040.082976878613,58,null,40,"LH",12,"40LH12",553.17919075144505,829.76878612716757,369.56012563065923,{"$f":"MIN(I1024,360/'Roof Bay Analysis'!$I$51*K1024)","v":553.17919075144505},25,null,null,null,null,null,null,null,null,null,null,null,null,null,null,null,null,null,null,null,null,null,58040.055317919076,58,null,40,"LH",12,"40LH12",553.17919075144505,829.76878612716757,369.56012563065923,{"$f":"MIN(AP1024,360/'Roof Bay Analysis'!$I$51*AR1024)","v":553.17919075144505},25]
[58040.065202312137,58040.097803468205,58,null,40,"LH",13,"40LH13",652.02312138728325,978.03468208092488,433.0985331952287,{"$f":"MIN(I1025,360/'Roof Bay Analysis'!$I$51*K1025)","v":649.64779979284299},30,null,null,null,null,null,null,null,null,null,null,null,null,null,null,null,null,null,null,null,null,null,58040.06496477998,58,null,40,"LH",13,"40LH13",652.02312138728325,978.03468208092488,433.0985331952287,{"$f":"MIN(AP1025,360/'Roof Bay Analysis'!$I$51*AR1025)","v":649.64779979284299},30]
[58040.074566473988,58040.111849710986,58,null,40,"LH",14,"40LH14",745.66473988439304,1118.4971098265896,496.63694075979816,{"$f":"MIN(I1026,360/'Roof Bay Analysis'!$I$51*K1026)","v":744.95541113969728},35,null,null,null,null,null,null,null,null,null,null,null,null,null,null,null,null,null,null,null,null,null,58040.074495541114,58,null,40,"LH",14,"40LH14",745.66473988439304,1118.4971098265896,496.63694075979816,{"$f":"MIN(AP1026,360/'Roof Bay Analysis'!$I$51*AR1026)","v":744.95541113969728},35]
[58040.083410404623,58040.125115606934,58,null,40,"LH",15,"40LH15",834.10404624277453,1251.1560693641618,553.69183734839123,{"$f":"MIN(I1027,360/'Roof Bay Analysis'!$I$51*K1027)","v":830.53775602258679},36,null,null,null,null,null,null,null,null,null,null,null,null,null,null,null,null,null,null,null,null,null,58040.083053775605,58,null,40,"LH",15,"40LH15",834.10404624277453,1251.1560693641618,553.69183734839123,{"$f":"MIN(AP1027,360/'Roof Bay Analysis'!$I$51*AR1027)","v":830.53775602258679},36]
[{"$f":"C1028*1000+E1028+I1028/10000","v":58040.091907514448},{"$f":"C1028*1000+E1028+J1028/10000","v":58040.13786127168},58,null,40,"LH",16,"40LH16",919.07514450867052,{"$f":"1.5*I1028","v":1378.6127167630057},608.15332954659357,{"$f":"MIN(I1028,360/'Roof Bay Analysis'!$I$51*K1028)","v":912.22999431989035},42,null,null,null,null,null,null,null,null,null,null,null,null,null,null,null,null,null,null,null,null,null,{"$f":"AJ1028*1000+AL1028+AS1028/10000","v":58040.091222999436},58,null,40,"LH",16,"40LH16",919.07514450867052,{"$f":"1.5*AP1028","v":1378.6127167630057},608.15332954659357,{"$f":"MIN(AP1028,360/'Roof Bay Analysis'!$I$51*AR1028)","v":912.22999431989035},42]
[58044.038323699424,58044.057485549136,58,null,{"$f":"VALUE(LEFT(H1029,2))","v":44},{"$f":"MID(H1029,3,LEN(H1029)-4)","v":"LH"},{"$f":"VALUE(RIGHT(H1029,2))","v":10},"44LH10",383.23699421965318,574.85549132947972,283.94981456112799,{"$f":"MIN(I1029,360/'Roof Bay Analysis'!$I$51*K1029)","v":383.23699421965318},21,null,null,null,null,null,null,null,null,null,null,null,null,null,null,null,null,null,null,null,null,null,58044.038323699424,58,null,{"$f":"VALUE(LEFT(AO1029,2))","v":44},{"$f":"MID(AO1029,3,LEN(AO1029)-4)","v":"LH"},{"$f":"VALUE(RIGHT(AO1029,2))","v":10},"44LH10",383.23699421965318,574.85549132947972,283.94981456112799,{"$f":"MIN(AP1029,360/'Roof Bay Analysis'!$I$51*AR1029)","v":383.23699421965318},21]
[58044.041445086703,58044.062167630058,58,null,44,"LH",11,"44LH11",414.45086705202311,621.67630057803467,306.79635136489691,{"$f":"MIN(I1030,360/'Roof Bay Analysis'!$I$51*K1030)","v":414.45086705202311},22,null,null,null,null,null,null,null,null,null,null,null,null,null,null,null,null,null,null,null,null,null,58044.041445086703,58,null,44,"LH",11,"44LH11",414.45086705202311,621.67630057803467,306.79635136489691,{"$f":"MIN(AP1030,360/'Roof Bay Analysis'!$I$51*AR1030)","v":414.45086705202311},22]
[58044.051329479771,58044.076994219657,58,null,44,"LH",12,"44LH12",513.29479768786132,769.94219653179198,378.59975274817066,{"$f":"MIN(I1031,360/'Roof Bay Analysis'!$I$51*K1031)","v":513.29479768786132},25,null,null,null,null,null,null,null,null,null,null,null,null,null,null,null,null,null,null,null,null,null,58044.051329479771,58,null,44,"LH",12,"44LH12",513.29479768786132,769.94219653179198,378.59975274817066,{"$f":"MIN(AP1031,360/'Roof Bay Analysis'!$I$51*AR1031)","v":513.29479768786132},25]
[58044.060867052023,58044.091300578031,58,null,44,"LH",13,"44LH13",608.67052023121391,913.00578034682087,448.77125864546093,{"$f":"MIN(I1032,360/'Roof Bay Analysis'!$I$51*K1032)","v":608.67052023121391},30,null,null,null,null,null,null,null,null,null,null,null,null,null,null,null,null,null,null,null,null,null,58044.060867052023,58,null,44,"LH",13,"44LH13",608.67052023121391,913.00578034682087,448.77125864546093,{"$f":"MIN(AP1032,360/'Roof Bay Analysis'!$I$51*AR1032)","v":608.67052023121391},30]
[58044.070057803467,58044.105086705204,58,null,44,"LH",14,"44LH14",700.5780346820809,1050.8670520231212,514.04707808480066,{"$f":"MIN(I1033,360/'Roof Bay Analysis'!$I$51*K1033)","v":700.5780346820809},31,null,null,null,null,null,null,null,null,null,null,null,null,null,null,null,null,null,null,null,null,null,58044.070057803467,58,null,44,"LH",14,"44LH14",700.5780346820809,1050.8670520231212,514.04707808480066,{"$f":"MIN(AP1033,360/'Roof Bay Analysis'!$I$51*AR1033)","v":700.5780346820809},31]
[58044.081502890171,58044.122254335263,58,null,44,"LH",15,"44LH15",815.02890173410401,1222.5433526011561,597.27374786995892,{"$f":"MIN(I1034,360/'Roof Bay Analysis'!$I$51*K1034)","v":815.02890173410401},36,null,null,null,null,null,null,null,null,null,null,null,null,null,null,null,null,null,null,null,null,null,58044.081502890171,58,null,44,"LH",15,"44LH15",815.02890173410401,1222.5433526011561,597.27374786995892,{"$f":"MIN(AP1034,360/'Roof Bay Analysis'!$I$51*AR1034)","v":815.02890173410401},36]
[58044.093988439308,58044.140982658959,58,null,44,"LH",16,"44LH16",939.88439306358384,1409.8265895953757,687.0279995990511,{"$f":"MIN(I1035,360/'Roof Bay Analysis'!$I$51*K1035)","v":939.88439306358384},42,null,null,null,null,null,null,null,null,null,null,null,null,null,null,null,null,null,null,null,null,null,58044.093988439308,58,null,44,"LH",16,"44LH16",939.88439306358384,1409.8265895953757,687.0279995990511,{"$f":"MIN(AP1035,360/'Roof Bay Analysis'!$I$51*AR1035)","v":939.88439306358384},42]
[58044.100924855491,58044.151387283237,58,null,44,"LH",17,"44LH17",1009.2485549132948,1513.8728323699422,734.3529686925724,{"$f":"MIN(I1036,360/'Roof Bay Analysis'!$I$51*K1036)","v":1009.2485549132948},47,null,null,null,null,null,null,null,null,null,null,null,null,null,null,null,null,null,null,null,null,null,58044.100924855491,58,null,44,"LH",17,"44LH17",1009.2485549132948,1513.8728323699422,734.3529686925724,{"$f":"MIN(AP1036,360/'Roof Bay Analysis'!$I$51*AR1036)","v":1009.2485549132948},47]
[58048.034682080928,58048.052023121389,58,null,48,"LH",10,"48LH10",346.82080924855489,520.23121387283231,282.78676200340806,{"$f":"MIN(I1037,360/'Roof Bay Analysis'!$I$51*K1037)","v":346.82080924855489},21,null,null,null,null,null,null,null,null,null,null,null,null,null,null,null,null,null,null,null,null,null,58048.034682080928,58,null,48,"LH",10,"48LH10",346.82080924855489,520.23121387283231,282.78676200340806,{"$f":"MIN(AP1037,360/'Roof Bay Analysis'!$I$51*AR1037)","v":346.82080924855489},21]
[58048.037630057806,58048.056445086702,58,null,48,"LH",11,"48LH11",376.30057803468208,564.45086705202311,304.84814059941863,{"$f":"MIN(I1038,360/'Roof Bay Analysis'!$I$51*K1038)","v":376.30057803468208},22,null,null,null,null,null,null,null,null,null,null,null,null,null,null,null,null,null,null,null,null,null,58048.037630057806,58,null,48,"LH",11,"48LH11",376.30057803468208,564.45086705202311,304.84814059941863,{"$f":"MIN(AP1038,360/'Roof Bay Analysis'!$I$51*AR1038)","v":376.30057803468208},22]
[58048.047514450867,58048.071271676301,58,null,48,"LH",12,"48LH12",475.14450867052022,712.71676300578031,383.06575562163789,{"$f":"MIN(I1039,360/'Roof Bay Analysis'!$I$51*K1039)","v":475.14450867052022},25,null,null,null,null,null,null,null,null,null,null,null,null,null,null,null,null,null,null,null,null,null,58048.047514450867,58,null,48,"LH",12,"48LH12",475.14450867052022,712.71676300578031,383.06575562163789,{"$f":"MIN(AP1039,360/'Roof Bay Analysis'!$I$51*AR1039)","v":475.14450867052022},25]
[58048.056878612719,58048.085317919074,58,null,48,"LH",13,"48LH13",568.78612716763007,853.17919075144505,457.27221089912791,{"$f":"MIN(I1040,360/'Roof Bay Analysis'!$I$51*K1040)","v":568.78612716763007},29,null,null,null,null,null,null,null,null,null,null,null,null,null,null,null,null,null,null,null,null,null,58048.056878612719,58,null,48,"LH",13,"48LH13",568.78612716763007,853.17919075144505,457.27221089912791,{"$f":"MIN(AP1040,360/'Roof Bay Analysis'!$I$51*AR1040)","v":568.78612716763007},29]
[58048.067109826588,58048.100664739883,58,null,48,"LH",14,"48LH14",671.09826589595377,1006.6473988439307,539.50098566607642,{"$f":"MIN(I1041,360/'Roof Bay Analysis'!$I$51*K1041)","v":671.09826589595377},32,null,null,null,null,null,null,null,null,null,null,null,null,null,null,null,null,null,null,null,null,null,58048.067109826588,58,null,48,"LH",14,"48LH14",671.09826589595377,1006.6473988439307,539.50098566607642,{"$f":"MIN(AP1041,360/'Roof Bay Analysis'!$I$51*AR1041)","v":671.09826589595377},32]
[58048.077167630057,58048.11575144509,58,null,48,"LH",15,"48LH15",771.67630057803467,1157.5144508670519,617.71860068829562,{"$f":"MIN(I1042,360/'Roof Bay Analysis'!$I$51*K1042)","v":771.67630057803467},36,null,null,null,null,null,null,null,null,null,null,null,null,null,null,null,null,null,null,null,null,null,58048.077167630057,58,null,48,"LH",15,"48LH15",771.67630057803467,1157.5144508670519,617.71860068829562,{"$f":"MIN(AP1042,360/'Roof Bay Analysis'!$I$51*AR1042)","v":771.67630057803467},36]
[58048.08895953757,58048.133439306359,58,null,48,"LH",16,"48LH16",889.59537572254339,1334.3930635838151,711.98085468943168,{"$f":"MIN(I1043,360/'Roof Bay Analysis'!$I$51*K1043)","v":889.59537572254339},42,null,null,null,null,null,null,null,null,null,null,null,null,null,null,null,null,null,null,null,null,null,58048.08895953757,58,null,48,"LH",16,"48LH16",889.59537572254339,1334.3930635838151,711.98085468943168,{"$f":"MIN(AP1043,360/'Roof Bay Analysis'!$I$51*AR1043)","v":889.59537572254339},42]
[58048.099884393065,58048.149826589593,58,null,48,"LH",17,"48LH17",998.84393063583821,1498.2658959537573,796.21520932874466,{"$f":"MIN(I1044,360/'Roof Bay Analysis'!$I$51*K1044)","v":998.84393063583821},47,null,null,null,null,null,null,null,null,null,null,null,null,null,null,null,null,null,null,null,null,null,58048.099884393065,58,null,48,"LH",17,"48LH17",998.84393063583821,1498.2658959537573,796.21520932874466,{"$f":"MIN(AP1044,360/'Roof Bay Analysis'!$I$51*AR1044)","v":998.84393063583821},47]
[59032.037900000003,59032.056850000001,59,null,32,"LH",9,"32LH 9",379,568.5,198,{"$f":"MIN(I1045,360/'Roof Bay Analysis'!$I$51*K1045)","v":297},21,null,null,null,null,null,null,null,null,null,null,null,null,null,null,null,null,null,null,null,null,null,59032.029699999999,59,null,32,"LH",9,"32LH 9",379,568.5,198,{"$f":"MIN(AP1045,360/'Roof Bay Analysis'!$I$51*AR1045)","v":297},21]
[59032.041599999997,59032.062400000003,59,null,32,"LH",10,"32LH10",416,624,217,{"$f":"MIN(I1046,360/'Roof Bay Analysis'!$I$51*K1046)","v":325.5},21,null,null,null,null,null,null,null,null,null,null,null,null,null,null,null,null,null,null,null,null,null,59032.032550000004,59,null,32,"LH",10,"32LH10",416,624,217,{"$f":"MIN(AP1046,360/'Roof Bay Analysis'!$I$51*AR1046)","v":325.5},21]
[59032.0458,59032.068700000003,59,null,32,"LH",11,"32LH11",458,687,239,{"$f":"MIN(I1047,360/'Roof Bay Analysis'!$I$51*K1047)","v":358.5},24,null,null,null,null,null,null,null,null,null,null,null,null,null,null,null,null,null,null,null,null,null,59032.03585,59,null,32,"LH",11,"32LH11",458,687,239,{"$f":"MIN(AP1047,360/'Roof Bay Analysis'!$I$51*AR1047)","v":358.5},24]
[59032.054100000001,59032.081149999998,59,null,32,"LH",12,"32LH12",541,811.5,281,{"$f":"MIN(I1048,360/'Roof Bay Analysis'!$I$51*K1048)","v":421.5},27,null,null,null,null,null,null,null,null,null,null,null,null,null,null,null,null,null,null,null,null,null,59032.042150000001,59,null,32,"LH",12,"32LH12",541,811.5,281,{"$f":"MIN(AP1048,360/'Roof Bay Analysis'!$I$51*AR1048)","v":421.5},27]
[59032.062100000003,59032.093150000001,59,null,32,"LH",13,"32LH13",621,931.5,319,{"$f":"MIN(I1049,360/'Roof Bay Analysis'!$I$51*K1049)","v":478.5},30,null,null,null,null,null,null,null,null,null,null,null,null,null,null,null,null,null,null,null,null,null,59032.047850000003,59,null,32,"LH",13,"32LH13",621,931.5,319,{"$f":"MIN(AP1049,360/'Roof Bay Analysis'!$I$51*AR1049)","v":478.5},30]
[59032.066500000001,59032.099750000001,59,null,32,"LH",14,"32LH14",665,997.5,337,{"$f":"MIN(I1050,360/'Roof Bay Analysis'!$I$51*K1050)","v":505.5},33,null,null,null,null,null,null,null,null,null,null,null,null,null,null,null,null,null,null,null,null,null,59032.05055,59,null,32,"LH",14,"32LH14",665,997.5,337,{"$f":"MIN(AP1050,360/'Roof Bay Analysis'!$I$51*AR1050)","v":505.5},33]
[59032.072500000002,59032.108749999999,59,null,32,"LH",15,"32LH15",725,1087.5,374,{"$f":"MIN(I1051,360/'Roof Bay Analysis'!$I$51*K1051)","v":561},35,null,null,null,null,null,null,null,null,null,null,null,null,null,null,null,null,null,null,null,null,null,59032.056100000002,59,null,32,"LH",15,"32LH15",725,1087.5,374,{"$f":"MIN(AP1051,360/'Roof Bay Analysis'!$I$51*AR1051)","v":561},35]
[59036.044000000002,59036.065999999999,59,null,36,"LH",10,"36LH10",440,660,260,{"$f":"MIN(I1052,360/'Roof Bay Analysis'!$I$51*K1052)","v":390},21,null,null,null,null,null,null,null,null,null,null,null,null,null,null,null,null,null,null,null,null,null,59036.038999999997,59,null,36,"LH",10,"36LH10",440,660,260,{"$f":"MIN(AP1052,360/'Roof Bay Analysis'!$I$51*AR1052)","v":390},21]
[59036.048000000003,59036.072,59,null,36,"LH",11,"36LH11",480,720,283,{"$f":"MIN(I1053,360/'Roof Bay Analysis'!$I$51*K1053)","v":424.5},23,null,null,null,null,null,null,null,null,null,null,null,null,null,null,null,null,null,null,null,null,null,59036.042450000001,59,null,36,"LH",11,"36LH11",480,720,283,{"$f":"MIN(AP1053,360/'Roof Bay Analysis'!$I$51*AR1053)","v":424.5},23]
[59036.057500000003,59036.08625,59,null,36,"LH",12,"36LH12",575,862.5,338,{"$f":"MIN(I1054,360/'Roof Bay Analysis'!$I$51*K1054)","v":507},25,null,null,null,null,null,null,null,null,null,null,null,null,null,null,null,null,null,null,null,null,null,59036.0507,59,null,36,"LH",12,"36LH12",575,862.5,338,{"$f":"MIN(AP1054,360/'Roof Bay Analysis'!$I$51*AR1054)","v":507},25]
[59036.067499999997,59036.10125,59,null,36,"LH",13,"36LH13",675,1012.5,395,{"$f":"MIN(I1055,360/'Roof Bay Analysis'!$I$51*K1055)","v":592.5},30,null,null,null,null,null,null,null,null,null,null,null,null,null,null,null,null,null,null,null,null,null,59036.059249999998,59,null,36,"LH",13,"36LH13",675,1012.5,395,{"$f":"MIN(AP1055,360/'Roof Bay Analysis'!$I$51*AR1055)","v":592.5},30]
[59036.075499999999,59036.113250000002,59,null,36,"LH",14,"36LH14",755,1132.5,434,{"$f":"MIN(I1056,360/'Roof Bay Analysis'!$I$51*K1056)","v":651},36,null,null,null,null,null,null,null,null,null,null,null,null,null,null,null,null,null,null,null,null,null,59036.0651,59,null,36,"LH",14,"36LH14",755,1132.5,434,{"$f":"MIN(AP1056,360/'Roof Bay Analysis'!$I$51*AR1056)","v":651},36]
[59036.0795,59036.119250000003,59,null,36,"LH",15,"36LH15",795,1192.5,464,{"$f":"MIN(I1057,360/'Roof Bay Analysis'!$I$51*K1057)","v":696},36,null,null,null,null,null,null,null,null,null,null,null,null,null,null,null,null,null,null,null,null,null,59036.069600000003,59,null,36,"LH",15,"36LH15",795,1192.5,464,{"$f":"MIN(AP1057,360/'Roof Bay Analysis'!$I$51*AR1057)","v":696},36]
[59040.040909090909,59040.061363636363,59,null,40,"LH",10,"40LH10",409.09090909090907,613.63636363636363,270.62060950413223,{"$f":"MIN(I1058,360/'Roof Bay Analysis'!$I$51*K1058)","v":405.93091425619832},21,null,null,null,null,null,null,null,null,null,null,null,null,null,null,null,null,null,null,null,null,null,59040.040593091428,59,null,40,"LH",10,"40LH10",409.09090909090907,613.63636363636363,270.62060950413223,{"$f":"MIN(AP1058,360/'Roof Bay Analysis'!$I$51*AR1058)","v":405.93091425619832},21]
[59040.044659090912,59040.066988636361,59,null,40,"LH",11,"40LH11",446.59090909090907,669.88636363636363,293.1723269628099,{"$f":"MIN(I1059,360/'Roof Bay Analysis'!$I$51*K1059)","v":439.75849044421489},22,null,null,null,null,null,null,null,null,null,null,null,null,null,null,null,null,null,null,null,null,null,59040.043975849047,59,null,40,"LH",11,"40LH11",446.59090909090907,669.88636363636363,293.1723269628099,{"$f":"MIN(AP1059,360/'Roof Bay Analysis'!$I$51*AR1059)","v":439.75849044421489},22]
[59040.054375,59040.081562500003,59,null,40,"LH",12,"40LH12",543.75,815.625,357.0688597623967,{"$f":"MIN(I1060,360/'Roof Bay Analysis'!$I$51*K1060)","v":535.60328964359508},25,null,null,null,null,null,null,null,null,null,null,null,null,null,null,null,null,null,null,null,null,null,59040.053560328961,59,null,40,"LH",12,"40LH12",543.75,815.625,357.0688597623967,{"$f":"MIN(AP1060,360/'Roof Bay Analysis'!$I$51*AR1060)","v":535.60328964359508},25]
[59040.064090909094,59040.096136363638,59,null,40,"LH",13,"40LH13",640.90909090909088,961.36363636363626,418.45964617768595,{"$f":"MIN(I1061,360/'Roof Bay Analysis'!$I$51*K1061)","v":627.68946926652893},30,null,null,null,null,null,null,null,null,null,null,null,null,null,null,null,null,null,null,null,null,null,59040.062768946926,59,null,40,"LH",13,"40LH13",640.90909090909088,961.36363636363626,418.45964617768595,{"$f":"MIN(AP1061,360/'Roof Bay Analysis'!$I$51*AR1061)","v":627.68946926652893},30]
[59040.073295454546,59040.109943181815,59,null,40,"LH",14,"40LH14",732.9545454545455,1099.4318181818182,479.85043259297521,{"$f":"MIN(I1062,360/'Roof Bay Analysis'!$I$51*K1062)","v":719.77564888946279},35,null,null,null,null,null,null,null,null,null,null,null,null,null,null,null,null,null,null,null,null,null,59040.07197756489,59,null,40,"LH",14,"40LH14",732.9545454545455,1099.4318181818182,479.85043259297521,{"$f":"MIN(AP1062,360/'Roof Bay Analysis'!$I$51*AR1062)","v":719.77564888946279},35]
[59040.081988636361,59040.122982954548,59,null,40,"LH",15,"40LH15",819.88636363636363,1229.8295454545455,534.97685304752065,{"$f":"MIN(I1063,360/'Roof Bay Analysis'!$I$51*K1063)","v":802.46527957128092},36,null,null,null,null,null,null,null,null,null,null,null,null,null,null,null,null,null,null,null,null,null,59040.080246527956,59,null,40,"LH",15,"40LH15",819.88636363636363,1229.8295454545455,534.97685304752065,{"$f":"MIN(AP1063,360/'Roof Bay Analysis'!$I$51*AR1063)","v":802.46527957128092},36]
[59040.09034090909,59040.135511363638,59,null,40,"LH",16,"40LH16",903.40909090909088,1355.1136363636363,587.59752711776855,{"$f":"MIN(I1064,360/'Roof Bay Analysis'!$I$51*K1064)","v":881.39629067665282},42,null,null,null,null,null,null,null,null,null,null,null,null,null,null,null,null,null,null,null,null,null,59040.088139629064,59,null,40,"LH",16,"40LH16",903.40909090909088,1355.1136363636363,587.59752711776855,{"$f":"MIN(AP1064,360/'Roof Bay Analysis'!$I$51*AR1064)","v":881.39629067665282},42]
[59044.037670454549,59044.056505681816,59,null,44,"LH",10,"44LH10",376.70454545454544,565.05681818181813,274.35220816115702,{"$f":"MIN(I1065,360/'Roof Bay Analysis'!$I$51*K1065)","v":376.70454545454544},21,null,null,null,null,null,null,null,null,null,null,null,null,null,null,null,null,null,null,null,null,null,59044.037670454549,59,null,44,"LH",10,"44LH10",376.70454545454544,565.05681818181813,274.35220816115702,{"$f":"MIN(AP1065,360/'Roof Bay Analysis'!$I$51*AR1065)","v":376.70454545454544},21]
[59044.040738636366,59044.061107954549,59,null,44,"LH",11,"44LH11",407.38636363636363,611.0795454545455,296.42652376033055,{"$f":"MIN(I1066,360/'Roof Bay Analysis'!$I$51*K1066)","v":407.38636363636363},22,null,null,null,null,null,null,null,null,null,null,null,null,null,null,null,null,null,null,null,null,null,59044.040738636366,59,null,44,"LH",11,"44LH11",407.38636363636363,611.0795454545455,296.42652376033055,{"$f":"MIN(AP1066,360/'Roof Bay Analysis'!$I$51*AR1066)","v":407.38636363636363},22]
[59044.050454545453,59044.075681818184,59,null,44,"LH",12,"44LH12",504.54545454545456,756.81818181818187,365.80294421487605,{"$f":"MIN(I1067,360/'Roof Bay Analysis'!$I$51*K1067)","v":504.54545454545456},25,null,null,null,null,null,null,null,null,null,null,null,null,null,null,null,null,null,null,null,null,null,59044.050454545453,59,null,44,"LH",12,"44LH12",504.54545454545456,756.81818181818187,365.80294421487605,{"$f":"MIN(AP1067,360/'Roof Bay Analysis'!$I$51*AR1067)","v":504.54545454545456},25]
[59044.059829545455,59044.089744318182,59,null,44,"LH",13,"44LH13",598.2954545454545,897.44318181818176,433.60262784090907,{"$f":"MIN(I1068,360/'Roof Bay Analysis'!$I$51*K1068)","v":598.2954545454545},30,null,null,null,null,null,null,null,null,null,null,null,null,null,null,null,null,null,null,null,null,null,59044.059829545455,59,null,44,"LH",13,"44LH13",598.2954545454545,897.44318181818176,433.60262784090907,{"$f":"MIN(AP1068,360/'Roof Bay Analysis'!$I$51*AR1068)","v":598.2954545454545},30]
[59044.068863636363,59044.103295454544,59,null,44,"LH",14,"44LH14",688.63636363636363,1032.9545454545455,496.67210098140498,{"$f":"MIN(I1069,360/'Roof Bay Analysis'!$I$51*K1069)","v":688.63636363636363},31,null,null,null,null,null,null,null,null,null,null,null,null,null,null,null,null,null,null,null,null,null,59044.068863636363,59,null,44,"LH",14,"44LH14",688.63636363636363,1032.9545454545455,496.67210098140498,{"$f":"MIN(AP1069,360/'Roof Bay Analysis'!$I$51*AR1069)","v":688.63636363636363},31]
[59044.080113636366,59044.120170454546,59,null,44,"LH",15,"44LH15",801.13636363636363,1201.7045454545455,577.08567923553721,{"$f":"MIN(I1070,360/'Roof Bay Analysis'!$I$51*K1070)","v":801.13636363636363},36,null,null,null,null,null,null,null,null,null,null,null,null,null,null,null,null,null,null,null,null,null,59044.080113636366,59,null,44,"LH",15,"44LH15",801.13636363636363,1201.7045454545455,577.08567923553721,{"$f":"MIN(AP1070,360/'Roof Bay Analysis'!$I$51*AR1070)","v":801.13636363636363},36]
[59044.092386363634,59044.138579545455,59,null,44,"LH",16,"44LH16",923.86363636363637,1385.7954545454545,663.80620480371897,{"$f":"MIN(I1071,360/'Roof Bay Analysis'!$I$51*K1071)","v":923.86363636363637},42,null,null,null,null,null,null,null,null,null,null,null,null,null,null,null,null,null,null,null,null,null,59044.092386363634,59,null,44,"LH",16,"44LH16",923.86363636363637,1385.7954545454545,663.80620480371897,{"$f":"MIN(AP1071,360/'Roof Bay Analysis'!$I$51*AR1071)","v":923.86363636363637},42]
[59044.099204545455,59044.148806818179,59,null,44,"LH",17,"44LH17",992.0454545454545,1488.0681818181818,709.53157283057851,{"$f":"MIN(I1072,360/'Roof Bay Analysis'!$I$51*K1072)","v":992.0454545454545},47,null,null,null,null,null,null,null,null,null,null,null,null,null,null,null,null,null,null,null,null,null,59044.099204545455,59,null,44,"LH",17,"44LH17",992.0454545454545,1488.0681818181818,709.53157283057851,{"$f":"MIN(AP1072,360/'Roof Bay Analysis'!$I$51*AR1072)","v":992.0454545454545},47]
[59048.034090909088,59048.05113636364,59,null,48,"LH",10,"48LH10",340.90909090909093,511.36363636363637,273.22846720041321,{"$f":"MIN(I1073,360/'Roof Bay Analysis'!$I$51*K1073)","v":340.90909090909093},21,null,null,null,null,null,null,null,null,null,null,null,null,null,null,null,null,null,null,null,null,null,59048.034090909088,59,null,48,"LH",10,"48LH10",340.90909090909093,511.36363636363637,273.22846720041321,{"$f":"MIN(AP1073,360/'Roof Bay Analysis'!$I$51*AR1073)","v":340.90909090909093},21]
[59048.036988636362,59048.055482954544,59,null,48,"LH",11,"48LH11",369.88636363636363,554.8295454545455,294.54416322314052,{"$f":"MIN(I1074,360/'Roof Bay Analysis'!$I$51*K1074)","v":369.88636363636363},22,null,null,null,null,null,null,null,null,null,null,null,null,null,null,null,null,null,null,null,null,null,59048.036988636362,59,null,48,"LH",11,"48LH11",369.88636363636363,554.8295454545455,294.54416322314052,{"$f":"MIN(AP1074,360/'Roof Bay Analysis'!$I$51*AR1074)","v":369.88636363636363},22]
[59048.046704545457,59048.070056818178,59,null,48,"LH",12,"48LH12",467.04545454545456,700.56818181818187,370.11799457644628,{"$f":"MIN(I1075,360/'Roof Bay Analysis'!$I$51*K1075)","v":467.04545454545456},25,null,null,null,null,null,null,null,null,null,null,null,null,null,null,null,null,null,null,null,null,null,59048.046704545457,59,null,48,"LH",12,"48LH12",467.04545454545456,700.56818181818187,370.11799457644628,{"$f":"MIN(AP1075,360/'Roof Bay Analysis'!$I$51*AR1075)","v":467.04545454545456},25]
[59048.055909090908,59048.083863636362,59,null,48,"LH",13,"48LH13",559.09090909090912,838.63636363636374,441.81624483471074,{"$f":"MIN(I1076,360/'Roof Bay Analysis'!$I$51*K1076)","v":559.09090909090912},29,null,null,null,null,null,null,null,null,null,null,null,null,null,null,null,null,null,null,null,null,null,59048.055909090908,59,null,48,"LH",13,"48LH13",559.09090909090912,838.63636363636374,441.81624483471074,{"$f":"MIN(AP1076,360/'Roof Bay Analysis'!$I$51*AR1076)","v":559.09090909090912},29]
[59048.065965909089,59048.098948863633,59,null,48,"LH",14,"48LH14",659.65909090909088,989.48863636363626,521.26565728305786,{"$f":"MIN(I1077,360/'Roof Bay Analysis'!$I$51*K1077)","v":659.65909090909088},32,null,null,null,null,null,null,null,null,null,null,null,null,null,null,null,null,null,null,null,null,null,59048.065965909089,59,null,48,"LH",14,"48LH14",659.65909090909088,989.48863636363626,521.26565728305786,{"$f":"MIN(AP1077,360/'Roof Bay Analysis'!$I$51*AR1077)","v":659.65909090909088},32]
[59048.075852272726,59048.11377840909,59,null,48,"LH",15,"48LH15",758.52272727272725,1137.784090909091,596.83948863636363,{"$f":"MIN(I1078,360/'Roof Bay Analysis'!$I$51*K1078)","v":758.52272727272725},36,null,null,null,null,null,null,null,null,null,null,null,null,null,null,null,null,null,null,null,null,null,59048.075852272726,59,null,48,"LH",15,"48LH15",758.52272727272725,1137.784090909091,596.83948863636363,{"$f":"MIN(AP1078,360/'Roof Bay Analysis'!$I$51*AR1078)","v":758.52272727272725},36]
[59048.087443181816,59048.131164772727,59,null,48,"LH",16,"48LH16",874.43181818181813,1311.6477272727273,687.91564436983469,{"$f":"MIN(I1079,360/'Roof Bay Analysis'!$I$51*K1079)","v":874.43181818181813},42,null,null,null,null,null,null,null,null,null,null,null,null,null,null,null,null,null,null,null,null,null,59048.087443181816,59,null,48,"LH",16,"48LH16",874.43181818181813,1311.6477272727273,687.91564436983469,{"$f":"MIN(AP1079,360/'Roof Bay Analysis'!$I$51*AR1079)","v":874.43181818181813},42]
[59048.098181818183,59048.14727272727,59,null,48,"LH",17,"48LH17",981.81818181818187,1472.7272727272727,769.30284736570252,{"$f":"MIN(I1080,360/'Roof Bay Analysis'!$I$51*K1080)","v":981.81818181818187},47,null,null,null,null,null,null,null,null,null,null,null,null,null,null,null,null,null,null,null,null,null,59048.098181818183,59,null,48,"LH",17,"48LH17",981.81818181818187,1472.7272727272727,769.30284736570252,{"$f":"MIN(AP1080,360/'Roof Bay Analysis'!$I$51*AR1080)","v":981.81818181818187},47]
[60032.036699999997,60032.055050000003,60,null,32,"LH",9,"32LH 9",367,550.5,189,{"$f":"MIN(I1081,360/'Roof Bay Analysis'!$I$51*K1081)","v":283.5},21,null,null,null,null,null,null,null,null,null,null,null,null,null,null,null,null,null,null,null,null,null,60032.028350000001,60,null,32,"LH",9,"32LH 9",367,550.5,189,{"$f":"MIN(AP1081,360/'Roof Bay Analysis'!$I$51*AR1081)","v":283.5},21]
[60032.040200000003,60032.060299999997,60,null,32,"LH",10,"32LH10",402,603,206,{"$f":"MIN(I1082,360/'Roof Bay Analysis'!$I$51*K1082)","v":309},21,null,null,null,null,null,null,null,null,null,null,null,null,null,null,null,null,null,null,null,null,null,60032.030899999998,60,null,32,"LH",10,"32LH10",402,603,206,{"$f":"MIN(AP1082,360/'Roof Bay Analysis'!$I$51*AR1082)","v":309},21]
[60032.044300000001,60032.066449999998,60,null,32,"LH",11,"32LH11",443,664.5,227,{"$f":"MIN(I1083,360/'Roof Bay Analysis'!$I$51*K1083)","v":340.5},24,null,null,null,null,null,null,null,null,null,null,null,null,null,null,null,null,null,null,null,null,null,60032.034050000002,60,null,32,"LH",11,"32LH11",443,664.5,227,{"$f":"MIN(AP1083,360/'Roof Bay Analysis'!$I$51*AR1083)","v":340.5},24]
[60032.0524,60032.078600000001,60,null,32,"LH",12,"32LH12",524,786,267,{"$f":"MIN(I1084,360/'Roof Bay Analysis'!$I$51*K1084)","v":400.5},27,null,null,null,null,null,null,null,null,null,null,null,null,null,null,null,null,null,null,null,null,null,60032.040050000003,60,null,32,"LH",12,"32LH12",524,786,267,{"$f":"MIN(AP1084,360/'Roof Bay Analysis'!$I$51*AR1084)","v":400.5},27]
[60032.06,60032.09,60,null,32,"LH",13,"32LH13",600,900,304,{"$f":"MIN(I1085,360/'Roof Bay Analysis'!$I$51*K1085)","v":456},30,null,null,null,null,null,null,null,null,null,null,null,null,null,null,null,null,null,null,null,null,null,60032.045599999998,60,null,32,"LH",13,"32LH13",600,900,304,{"$f":"MIN(AP1085,360/'Roof Bay Analysis'!$I$51*AR1085)","v":456},30]
[60032.064299999998,60032.096449999997,60,null,32,"LH",14,"32LH14",643,964.5,321,{"$f":"MIN(I1086,360/'Roof Bay Analysis'!$I$51*K1086)","v":481.5},33,null,null,null,null,null,null,null,null,null,null,null,null,null,null,null,null,null,null,null,null,null,60032.048150000002,60,null,32,"LH",14,"32LH14",643,964.5,321,{"$f":"MIN(AP1086,360/'Roof Bay Analysis'!$I$51*AR1086)","v":481.5},33]
[60032.070099999997,60032.105150000003,60,null,32,"LH",15,"32LH15",701,1051.5,355,{"$f":"MIN(I1087,360/'Roof Bay Analysis'!$I$51*K1087)","v":532.5},35,null,null,null,null,null,null,null,null,null,null,null,null,null,null,null,null,null,null,null,null,null,60032.053249999997,60,null,32,"LH",15,"32LH15",701,1051.5,355,{"$f":"MIN(AP1087,360/'Roof Bay Analysis'!$I$51*AR1087)","v":532.5},35]
[60036.042600000001,60036.063900000001,60,null,36,"LH",10,"36LH10",426,639,248,{"$f":"MIN(I1088,360/'Roof Bay Analysis'!$I$51*K1088)","v":372},21,null,null,null,null,null,null,null,null,null,null,null,null,null,null,null,null,null,null,null,null,null,60036.037199999999,60,null,36,"LH",10,"36LH10",426,639,248,{"$f":"MIN(AP1088,360/'Roof Bay Analysis'!$I$51*AR1088)","v":372},21]
[60036.046499999997,60036.069750000002,60,null,36,"LH",11,"36LH11",465,697.5,269,{"$f":"MIN(I1089,360/'Roof Bay Analysis'!$I$51*K1089)","v":403.5},23,null,null,null,null,null,null,null,null,null,null,null,null,null,null,null,null,null,null,null,null,null,60036.040350000003,60,null,36,"LH",11,"36LH11",465,697.5,269,{"$f":"MIN(AP1089,360/'Roof Bay Analysis'!$I$51*AR1089)","v":403.5},23]
[60036.055699999997,60036.083550000003,60,null,36,"LH",12,"36LH12",557,835.5,322,{"$f":"MIN(I1090,360/'Roof Bay Analysis'!$I$51*K1090)","v":483},25,null,null,null,null,null,null,null,null,null,null,null,null,null,null,null,null,null,null,null,null,null,60036.048300000002,60,null,36,"LH",12,"36LH12",557,835.5,322,{"$f":"MIN(AP1090,360/'Roof Bay Analysis'!$I$51*AR1090)","v":483},25]
[60036.065399999999,60036.098100000003,60,null,36,"LH",13,"36LH13",654,981,376,{"$f":"MIN(I1091,360/'Roof Bay Analysis'!$I$51*K1091)","v":564},30,null,null,null,null,null,null,null,null,null,null,null,null,null,null,null,null,null,null,null,null,null,60036.056400000001,60,null,36,"LH",13,"36LH13",654,981,376,{"$f":"MIN(AP1091,360/'Roof Bay Analysis'!$I$51*AR1091)","v":564},30]
[{"$f":"C1092*1000+E1092+I1092/10000","v":60036.072899999999},{"$f":"C1092*1000+E1092+J1092/10000","v":60036.109349999999},60,null,36,"LH",14,"36LH14",729,{"$f":"1.5*I1092","v":1093.5},412,{"$f":"MIN(I1092,360/'Roof Bay Analysis'!$I$51*K1092)","v":618},36,null,null,null,null,null,null,null,null,null,null,null,null,null,null,null,null,null,null,null,null,null,{"$f":"AJ1092*1000+AL1092+AS1092/10000","v":60036.061800000003},60,null,36,"LH",14,"36LH14",729,{"$f":"1.5*AP1092","v":1093.5},412,{"$f":"MIN(AP1092,360/'Roof Bay Analysis'!$I$51*AR1092)","v":618},36]
[60036.078099999999,60036.117149999998,60,null,{"$f":"VALUE(LEFT(H1093,2))","v":36},{"$f":"MID(H1093,3,LEN(H1093)-4)","v":"LH"},{"$f":"VALUE(RIGHT(H1093,2))","v":15},"36LH15",781,1171.5,448,{"$f":"MIN(I1093,360/'Roof Bay Analysis'!$I$51*K1093)","v":672},36,null,null,null,null,null,null,null,null,null,null,null,null,null,null,null,null,null,null,null,null,null,60036.067199999998,60,null,{"$f":"VALUE(LEFT(AO1093,2))","v":36},{"$f":"MID(AO1093,3,LEN(AO1093)-4)","v":"LH"},{"$f":"VALUE(RIGHT(AO1093,2))","v":15},"36LH15",781,1171.5,448,{"$f":"MIN(AP1093,360/'Roof Bay Analysis'!$I$51*AR1093)","v":672},36]
[60040.040223463686,60040.060335195529,60,null,40,"LH",10,"40LH10",402.23463687150837,603.35195530726253,261.62554227396151,{"$f":"MIN(I1094,360/'Roof Bay Analysis'!$I$51*K1094)","v":392.43831341094227},21,null,null,null,null,null,null,null,null,null,null,null,null,null,null,null,null,null,null,null,null,null,60040.039243831343,60,null,40,"LH",10,"40LH10",402.23463687150837,603.35195530726253,261.62554227396151,{"$f":"MIN(AP1094,360/'Roof Bay Analysis'!$I$51*AR1094)","v":392.43831341094227},21]
[60040.043910614528,60040.065865921788,60,null,40,"LH",11,"40LH11",439.10614525139664,658.65921787709499,283.42767079679163,{"$f":"MIN(I1095,360/'Roof Bay Analysis'!$I$51*K1095)","v":425.14150619518745},22,null,null,null,null,null,null,null,null,null,null,null,null,null,null,null,null,null,null,null,null,null,60040.04251415062,60,null,40,"LH",11,"40LH11",439.10614525139664,658.65921787709499,283.42767079679163,{"$f":"MIN(AP1095,360/'Roof Bay Analysis'!$I$51*AR1095)","v":425.14150619518745},22]
[60040.053463687153,60040.080195530725,60,null,40,"LH",12,"40LH12",534.63687150837984,801.9553072625697,345.20036827814363,{"$f":"MIN(I1096,360/'Roof Bay Analysis'!$I$51*K1096)","v":517.80055241721539},25,null,null,null,null,null,null,null,null,null,null,null,null,null,null,null,null,null,null,null,null,null,60040.051780055241,60,null,40,"LH",12,"40LH12",534.63687150837984,801.9553072625697,345.20036827814363,{"$f":"MIN(AP1096,360/'Roof Bay Analysis'!$I$51*AR1096)","v":517.80055241721539},25]
[60040.063016759777,60040.094525139662,60,null,40,"LH",13,"40LH13",630.1675977653631,945.25139664804465,404.55060703473674,{"$f":"MIN(I1097,360/'Roof Bay Analysis'!$I$51*K1097)","v":606.82591055210514},30,null,null,null,null,null,null,null,null,null,null,null,null,null,null,null,null,null,null,null,null,null,60040.060682591058,60,null,40,"LH",13,"40LH13",630.1675977653631,945.25139664804465,404.55060703473674,{"$f":"MIN(AP1097,360/'Roof Bay Analysis'!$I$51*AR1097)","v":606.82591055210514},30]
[60040.072067039109,60040.10810055866,60,null,40,"LH",14,"40LH14",720.67039106145251,1081.0055865921788,463.90084579132986,{"$f":"MIN(I1098,360/'Roof Bay Analysis'!$I$51*K1098)","v":695.85126868699479},35,null,null,null,null,null,null,null,null,null,null,null,null,null,null,null,null,null,null,null,null,null,60040.069585126868,60,null,40,"LH",14,"40LH14",720.67039106145251,1081.0055865921788,463.90084579132986,{"$f":"MIN(AP1098,360/'Roof Bay Analysis'!$I$51*AR1098)","v":695.85126868699479},35]
[60040.080614525141,60040.120921787711,60,null,40,"LH",15,"40LH15",806.14525139664806,1209.2178770949722,517.19493773602574,{"$f":"MIN(I1099,360/'Roof Bay Analysis'!$I$51*K1099)","v":775.79240660403866},36,null,null,null,null,null,null,null,null,null,null,null,null,null,null,null,null,null,null,null,null,null,60040.077579240664,60,null,40,"LH",15,"40LH15",806.14525139664806,1209.2178770949722,517.19493773602574,{"$f":"MIN(AP1099,360/'Roof Bay Analysis'!$I$51*AR1099)","v":775.79240660403866},36]
[60040.088826815641,60040.133240223462,60,null,40,"LH",16,"40LH16",888.26815642458098,1332.4022346368715,568.06657095596267,{"$f":"MIN(I1100,360/'Roof Bay Analysis'!$I$51*K1100)","v":852.09985643394407},42,null,null,null,null,null,null,null,null,null,null,null,null,null,null,null,null,null,null,null,null,null,60040.085209985642,60,null,40,"LH",16,"40LH16",888.26815642458098,1332.4022346368715,568.06657095596267,{"$f":"MIN(AP1100,360/'Roof Bay Analysis'!$I$51*AR1100)","v":852.09985643394407},42]
[60044.037039106144,60044.055558659216,60,null,44,"LH",10,"44LH10",370.39106145251395,555.58659217877096,265.23310758091196,{"$f":"MIN(I1101,360/'Roof Bay Analysis'!$I$51*K1101)","v":370.39106145251395},21,null,null,null,null,null,null,null,null,null,null,null,null,null,null,null,null,null,null,null,null,null,60044.037039106144,60,null,44,"LH",10,"44LH10",370.39106145251395,555.58659217877096,265.23310758091196,{"$f":"MIN(AP1101,360/'Roof Bay Analysis'!$I$51*AR1101)","v":370.39106145251395},21]
[60044.040055865924,60044.060083798882,60,null,44,"LH",11,"44LH11",400.55865921787711,600.83798882681572,286.57370244374397,{"$f":"MIN(I1102,360/'Roof Bay Analysis'!$I$51*K1102)","v":400.55865921787711},22,null,null,null,null,null,null,null,null,null,null,null,null,null,null,null,null,null,null,null,null,null,60044.040055865924,60,null,44,"LH",11,"44LH11",400.55865921787711,600.83798882681572,286.57370244374397,{"$f":"MIN(AP1102,360/'Roof Bay Analysis'!$I$51*AR1102)","v":400.55865921787711},22]
[60044.049608938549,60044.07441340782,60,null,44,"LH",12,"44LH12",496.08938547486031,744.13407821229043,353.64414344121593,{"$f":"MIN(I1103,360/'Roof Bay Analysis'!$I$51*K1103)","v":496.08938547486031},25,null,null,null,null,null,null,null,null,null,null,null,null,null,null,null,null,null,null,null,null,null,60044.049608938549,60,null,44,"LH",12,"44LH12",496.08938547486031,744.13407821229043,353.64414344121593,{"$f":"MIN(AP1103,360/'Roof Bay Analysis'!$I$51*AR1103)","v":496.08938547486031},25]
[60044.058826815643,60044.088240223464,60,null,44,"LH",13,"44LH13",588.26815642458098,882.40223463687153,419.19025623419992,{"$f":"MIN(I1104,360/'Roof Bay Analysis'!$I$51*K1104)","v":588.26815642458098},30,null,null,null,null,null,null,null,null,null,null,null,null,null,null,null,null,null,null,null,null,null,60044.058826815643,60,null,44,"LH",13,"44LH13",588.26815642458098,882.40223463687153,419.19025623419992,{"$f":"MIN(AP1104,360/'Roof Bay Analysis'!$I$51*AR1104)","v":588.26815642458098},30]
[60044.067709497205,60044.101564245808,60,null,44,"LH",14,"44LH14",677.09497206703907,1015.6424581005585,480.16338441371994,{"$f":"MIN(I1105,360/'Roof Bay Analysis'!$I$51*K1105)","v":677.09497206703907},31,null,null,null,null,null,null,null,null,null,null,null,null,null,null,null,null,null,null,null,null,null,60044.067709497205,60,null,44,"LH",14,"44LH14",677.09497206703907,1015.6424581005585,480.16338441371994,{"$f":"MIN(AP1105,360/'Roof Bay Analysis'!$I$51*AR1105)","v":677.09497206703907},31]
[60044.078770949724,60044.118156424578,60,null,44,"LH",15,"44LH15",787.70949720670387,1181.5642458100558,557.90412284260788,{"$f":"MIN(I1106,360/'Roof Bay Analysis'!$I$51*K1106)","v":787.70949720670387},36,null,null,null,null,null,null,null,null,null,null,null,null,null,null,null,null,null,null,null,null,null,60044.078770949724,60,null,44,"LH",15,"44LH15",787.70949720670387,1181.5642458100558,557.90412284260788,{"$f":"MIN(AP1106,360/'Roof Bay Analysis'!$I$51*AR1106)","v":787.70949720670387},36]
[60044.090837988828,60044.136256983242,60,null,44,"LH",16,"44LH16",908.37988826815638,1362.5698324022346,641.74217408944787,{"$f":"MIN(I1107,360/'Roof Bay Analysis'!$I$51*K1107)","v":908.37988826815638},42,null,null,null,null,null,null,null,null,null,null,null,null,null,null,null,null,null,null,null,null,null,60044.090837988828,60,null,44,"LH",16,"44LH16",908.37988826815638,1362.5698324022346,641.74217408944787,{"$f":"MIN(AP1107,360/'Roof Bay Analysis'!$I$51*AR1107)","v":908.37988826815638},42]
[60044.097541899442,60044.14631284916,60,null,44,"LH",17,"44LH17",975.41899441340786,1463.1284916201118,685.94769201959991,{"$f":"MIN(I1108,360/'Roof Bay Analysis'!$I$51*K1108)","v":975.41899441340786},47,null,null,null,null,null,null,null,null,null,null,null,null,null,null,null,null,null,null,null,null,null,60044.097541899442,60,null,44,"LH",17,"44LH17",975.41899441340786,1463.1284916201118,685.94769201959991,{"$f":"MIN(AP1108,360/'Roof Bay Analysis'!$I$51*AR1108)","v":975.41899441340786},47]
[999000,999000,999,null,0,0,0,0,0,0,0,0,0,null,null,null,null,null,null,null,null,null,null,null,null,null,null,null,null,null,null,null,null,null,999000,999,null,0,0,0,0,0,0,0,0,0]

{"sheet":"DLH Joists","index":10,"n_rows":2957,"n_cols":56,"rows_kept":1125,"cut":true,"hidden":true,"merged":[[1,54,1,55],[0,0,0,12],[0,18,0,20],[0,34,0,45],[1,4,1,7],[1,37,1,40]],"bounds":{"rows_first":500,"rows_last":125,"rows_between":500,"halvings":2}}
["JOIST SELECTION TABLE (sorted by span, then joist depth, then black total ASD loads, then weight)",null,null,null,null,null,null,null,null,null,null,null,null,null,{"$f":"'Roof Bay Analysis'!D8","v":"ASD"},"Span",{"$f":"ROUNDUP('Roof Bay Analysis'!E11,0)","v":30},"ft.","Joist Depths",null,null,null,null,null,null,null,null,null,null,null,null,null,null,null,"JOIST SELECTION TABLE (sorted by span, then joist depth, then red L/360 deflection loads, then weight)"]
["ASD ID","LRFD ID","Span","Requires","Joist Type",null,null,null,"ASD Load","LRFD Load","L/360 Load",{"$f":"\"L/\"&'Roof Bay Analysis'!$I$51&\" Load\"","v":"L/240 Load"},"Weight",null,null,"Applied Total Load",{"$f":"'Roof Bay Analysis'!D76","v":187.38749999999999},"plf","Min.",{"$f":"MAX('Roof Bay Analysis'!D50:D51)","v":16},"in.",null,null,null,null,null,null,null,null,null,null,null,null,null,{"$f":"\"L/\"&'Roof Bay Analysis'!$I$51&\" ID\"","v":"L/240 ID"},"Span","Requires","Joist Type",null,null,null,"ASD Load","LRFD Load","L/360 Load",{"$f":"\"L/\"&'Roof Bay Analysis'!$I$51&\" Load\"","v":"L/240 Load"},"Weight",null,"Joist","Span","Load","IJ",null,null,null,"From Vulcraft"]
[null,null,"ft.","X-Bridging",null,null,null,null,"plf","plf","plf","plf","plf",null,null,{"$f":"\"Applied L/\"&'Roof Bay Analysis'!$I$51&\" Load\"","v":"Applied L/240 Load"},{"$f":"MAX('Roof Bay Analysis'!Y83:Z83)","v":125},"plf","Max.",{"$f":"MIN('Roof Bay Analysis'!D52:D53)","v":30},"in.",null,null,null,null,null,null,null,null,null,null,null,null,null,null,"ft.","X-Bridging",null,null,null,null,"plf","plf","plf","plf","plf",null,"Type","ft.","plf","in.^4",null,"Comparison",null,"Joist","Ixx"]
[{"$f":"C4*1000+E4+I4/10000","v":10000},{"$f":"C4*1000+E4+J4/10000","v":10000},10,"X",0,0,0,0,0,{"$f":"1.5*I4","v":0},0,{"$f":"MIN(I4,360/'Roof Bay Analysis'!$I$51*K4)","v":0},0,null,null,null,null,null,null,null,null,null,null,null,null,null,null,null,null,null,null,null,null,null,{"$f":"AJ4*1000+AL4+AS4/10000","v":10000},10,"X",0,0,0,0,0,{"$f":"1.5*AP4","v":0},0,{"$f":"MIN(AP4,360/'Roof Bay Analysis'!$I$51*AR4)","v":0},0,null,"10K 1",20,97,{"$f":"26.767*AX4*(AW4-0.33)^3*10^-6","v":19.759889560275141},null,{"$f":"AY4/BD4","v":0.90213454913218816},null,"10K1",21.903483886392827]
[90052.029800000004,90052.044699999999,90,"X",{"$f":"VALUE(LEFT(H5,2))","v":52},{"$f":"MID(H5,3,LEN(H5)-4)","v":"DLH"},{"$f":"VALUE(RIGHT(H5,2))","v":10},"52DLH10",298,447,171,{"$f":"MIN(I5,360/'Roof Bay Analysis'!$I$51*K5)","v":256.5},25,null,null,null,null,null,null,null,null,null,null,null,null,null,null,null,null,null,null,null,null,null,90052.025649999996,90,"X",{"$f":"VALUE(LEFT(AO5,2))","v":52},{"$f":"MID(AO5,3,LEN(AO5)-4)","v":"DLH"},{"$f":"VALUE(RIGHT(AO5,2))","v":10},"52DLH10",298,447,171,{"$f":"MIN(AP5,360/'Roof Bay Analysis'!$I$51*AR5)","v":256.5},25,null,"12K 1",24,81,28.752756841721599,null,0.89250584096398211,null,"12K1",32.215763216368622]
[90052.032699999996,90052.049050000001,90,"X",52,"DLH",11,"52DLH11",327,490.5,187,{"$f":"MIN(I6,360/'Roof Bay Analysis'!$I$51*K6)","v":280.5},26,null,null,null,null,null,null,null,null,null,null,null,null,null,null,null,null,null,null,null,null,null,90052.028049999994,90,"X",52,"DLH",11,"52DLH11",327,490.5,187,{"$f":"MIN(AP6,360/'Roof Bay Analysis'!$I$51*AR6)","v":280.5},26,null,"12K 3",24,101,35.852202975480026,null,0.97516806370329456,null,"12K3",36.765152910491999]
[90052.036500000002,90052.054749999996,90,"X",52,"DLH",12,"52DLH12",365,547.5,204,{"$f":"MIN(I7,360/'Roof Bay Analysis'!$I$51*K7)","v":306},29,null,null,null,null,null,null,null,null,null,null,null,null,null,null,null,null,null,null,null,null,null,90052.030599999998,90,"X",52,"DLH",12,"52DLH12",365,547.5,204,{"$f":"MIN(AP7,360/'Roof Bay Analysis'!$I$51*AR7)","v":306},29,null,"12K 5",24,132,46.856344482805575,null,0.95364724145312874,null,"12K5",49.133833189102283]
[90052.044299999994,90052.066449999998,90,"X",52,"DLH",13,"52DLH13",443,664.5,247,{"$f":"MIN(I8,360/'Roof Bay Analysis'!$I$51*K8)","v":370.5},34,null,"Vlookup (Only used with exact ID match)",null,null,null,null,null,null,null,null,null,"Vlookup (Only used with exact ID match)",null,null,null,null,null,null,null,null,null,90052.037049999999,90,"X",52,"DLH",13,"52DLH13",443,664.5,247,{"$f":"MIN(AP8,360/'Roof Bay Analysis'!$I$51*AR8)","v":370.5},34,null,"14K 1",28,70,39.694032081446473,null,0.89157900926353362,null,"14K1",44.521048240284088]
[90052.050700000007,90052.076050000003,90,"X",52,"DLH",14,"52DLH14",507,760.5,276,{"$f":"MIN(I9,360/'Roof Bay Analysis'!$I$51*K9)","v":414},39,null,null,null,null,null,null,null,null,null,null,null,null,null,null,null,null,null,null,null,null,null,90052.041400000002,90,"X",52,"DLH",14,"52DLH14",507,760.5,276,{"$f":"MIN(AP9,360/'Roof Bay Analysis'!$I$51*AR9)","v":414},39,null,"14K 3",28,88,49.901068902389859,null,0.97959394272425437,null,"14K3",50.9405649892187]
[90052.056899999996,90052.085349999994,90,"X",52,"DLH",15,"52DLH15",569,853.5,311,{"$f":"MIN(I10,360/'Roof Bay Analysis'!$I$51*K10)","v":466.5},42,null,null,"ID","Depth","Type","ASD Load","LRFD Load",{"$f":"\"L/\"&'Roof Bay Analysis'!$I$51&\" Load\"","v":"L/240 Load"},"Weight",null,null,null,"ID","Depth","Type","ASD Load","LRFD Load",{"$f":"\"L/\"&'Roof Bay Analysis'!$I$51&\" Load\"","v":"L/240 Load"},"Weight",null,null,90052.046650000004,90,"X",52,"DLH",15,"52DLH15",569,853.5,311,{"$f":"MIN(AP10,360/'Roof Bay Analysis'!$I$51*AR10)","v":466.5},42,null,"14K 4",28,103,58.406932919842667,null,0.95085451300493251,null,"14K4",61.425730352020409]
[90052.061400000006,90052.092099999994,90,"X",52,"DLH",16,"52DLH16",614,921,346,{"$f":"MIN(I11,360/'Roof Bay Analysis'!$I$51*K11)","v":519},45,null,{"$f":"IF(Q11=\"NA\",\"NA\",$Q$1*1000+Q11+$Q$2/10000)","v":"NA"},{"$f":"IF(Q11=\"NA\",\"NA\",IF($O$1=\"ASD\",VLOOKUP(O11,$A$4:$M$2957,1),VLOOKUP(O11,$B$4:$M$2957,1)))","v":"NA"},{"$f":"IF(W11<$T$2,\"NA\",IF(W11>$T$3,\"NA\",W11))","v":"NA"},{"$f":"IF(Q11=\"NA\",\"NA\",IF($O$1=\"ASD\",VLOOKUP(O11,$A$4:$M$2957,8),VLOOKUP(O11,$B$4:$M$2957,7)))","v":"NA"},{"$f":"IF(Q11=\"NA\",\"NA\",IF($O$1=\"ASD\",VLOOKUP(O11,$A$4:$M$2957,9),VLOOKUP(O11,$B$4:$M$2957,8)))","v":"NA"},{"$f":"IF(Q11=\"NA\",\"NA\",IF($O$1=\"ASD\",VLOOKUP(O11,$A$4:$M$2957,10),VLOOKUP(O11,$B$4:$M$2957,9)))","v":"NA"},{"$f":"IF(Q11=\"NA\",\"NA\",IF($O$1=\"ASD\",VLOOKUP(O11,$A$4:$M$2957,12),VLOOKUP(O11,$B$4:$M$2957,11)))","v":"NA"},{"$f":"IF(Q11=\"NA\",\"NA\",IF($O$1=\"ASD\",VLOOKUP(O11,$A$4:$M$2957,13),VLOOKUP(O11,$B$4:$M$2957,12)))","v":"NA"},10,null,{"$f":"IF(AA11=\"NA\",\"NA\",$Q$1*1000+AA11+$Q$3/10000)","v":"NA"},{"$f":"IF(AA11=\"NA\",\"NA\",VLOOKUP(Y11,$AI$4:$AT$2957,1))","v":"NA"},{"$f":"IF(AG11<$T$2,\"NA\",IF(AG11>$T$3,\"NA\",AG11))","v":"NA"},{"$f":"IF(AA11=\"NA\",\"NA\",VLOOKUP(Y11,$AI$4:$AT$2957,7))","v":"NA"},{"$f":"IF(AA11=\"NA\",\"NA\",VLOOKUP(Y11,$AI$4:$AT$2957,8))","v":"NA"},{"$f":"IF(AA11=\"NA\",\"NA\",VLOOKUP(Y11,$AI$4:$AT$2957,9))","v":"NA"},{"$f":"IF(AA11=\"NA\",\"NA\",VLOOKUP(Y11,$AI$4:$AT$2957,11))","v":"NA"},{"$f":"IF(AA11=\"NA\",\"NA\",VLOOKUP(Y11,$AI$4:$AT$2957,12))","v":"NA"},10,null,90052.051900000006,90,"X",52,"DLH",16,"52DLH16",614,921,346,{"$f":"MIN(AP11,360/'Roof Bay Analysis'!$I$51*AR11)","v":519},45,null,"14K 6",28,124,70.315142544276611,null,0.93464276526772594,null,"14K6",75.232104882484194]
[90052.070600000006,90052.105899999995,90,"X",52,"DLH",17,"52DLH17",706,1059,395,{"$f":"MIN(I12,360/'Roof Bay Analysis'!$I$51*K12)","v":592.5},52,null,"NA","NA","NA","NA","NA","NA","NA","NA",12,null,{"$f":"IF(AA12=\"NA\",\"NA\",$Q$1*1000+AA12+$Q$3/10000)","v":"NA"},"NA","NA","NA","NA","NA","NA","NA",12,null,90052.059250000006,90,"X",52,"DLH",17,"52DLH17",706,1059,395,{"$f":"MIN(AP12,360/'Roof Bay Analysis'!$I$51*AR12)","v":592.5},52,null,"16K 2",32,71,60.367367528617585,null,0.89520622717911069,null,"16K2",67.434034411089314]
[91052.0291,91052.043650000007,91,"X",52,"DLH",10,"52DLH10",291,436.5,165,{"$f":"MIN(I13,360/'Roof Bay Analysis'!$I$51*K13)","v":247.5},25,null,"NA","NA","NA","NA","NA","NA","NA","NA",14,null,"NA","NA","NA","NA","NA","NA","NA","NA",14,null,91052.024749999997,91,"X",52,"DLH",10,"52DLH10",291,436.5,165,{"$f":"MIN(AP13,360/'Roof Bay Analysis'!$I$51*AR13)","v":247.5},25,null,"16K 3",32,79,67.169324433250551,null,0.96193823284331226,null,"16K3",69.827065959017347]
[91052.032000000007,91052.047999999995,91,"X",52,"DLH",11,"52DLH11",320,480,181,{"$f":"MIN(I14,360/'Roof Bay Analysis'!$I$51*K14)","v":271.5},26,null,30016.018738750001,10000,16,0,0,0,0,0,16,null,30016.012500000001,10000,16,0,0,0,0,0,16,null,91052.027149999994,91,"X",52,"DLH",11,"52DLH11",320,480,181,{"$f":"MIN(AP14,360/'Roof Bay Analysis'!$I$51*AR14)","v":271.5},26,null,"16K 4",32,92,78.222504403279132,null,0.96162817107217557,null,"16K4",81.343815371032946]
[91052.035699999993,91052.053549999997,91,"X",52,"DLH",12,"52DLH12",357,535.5,197,{"$f":"MIN(I15,360/'Roof Bay Analysis'!$I$51*K15)","v":295.5},29,null,30018.018738750001,10000,18,0,0,0,0,0,18,null,30018.012500000001,10000,18,0,0,0,0,0,18,null,91052.029550000007,91,"X",52,"DLH",12,"52DLH12",357,535.5,197,{"$f":"MIN(AP15,360/'Roof Bay Analysis'!$I$51*AR15)","v":295.5},29,null,"16K 5",32,103,87.575195147149458,null,0.96840211677349264,null,"16K5",90.432676292500432]
[91052.043300000005,91052.06495,91,"X",52,"DLH",13,"52DLH13",433,649.5,239,{"$f":"MIN(I16,360/'Roof Bay Analysis'!$I$51*K16)","v":358.5},34,null,{"$f":"IF(Q16=\"NA\",\"NA\",$Q$1*1000+Q16+$Q$2/10000)","v":30020.018738750001},10000,20,0,0,0,0,0,20,null,30020.012500000001,10000,20,0,0,0,0,0,20,null,91052.03585,91,"X",52,"DLH",13,"52DLH13",433,649.5,239,{"$f":"MIN(AP16,360/'Roof Bay Analysis'!$I$51*AR16)","v":358.5},34,null,"16K 6",32,112,95.227396664861558,null,0.95455025848796082,null,"16K6",99.761532531251845]
[91052.049700000003,91052.074550000005,91,"X",52,"DLH",14,"52DLH14",497,745.5,266,{"$f":"MIN(I17,360/'Roof Bay Analysis'!$I$51*K17)","v":399},39,null,{"$f":"IF(Q17=\"NA\",\"NA\",$Q$1*1000+Q17+$Q$2/10000)","v":30022.018738750001},10000,22,0,0,0,0,0,22,null,30022.012500000001,10000,22,0,0,0,0,0,22,null,91052.039900000003,91,"X",52,"DLH",14,"52DLH14",497,745.5,266,{"$f":"MIN(AP17,360/'Roof Bay Analysis'!$I$51*AR17)","v":399},39,null,"16K 7",32,124,105.430332021811,null,0.96642563924894642,null,"16K7",109.09306183530657]
[91052.055699999997,91052.083549999996,91,"X",52,"DLH",15,"52DLH15",557,835.5,301,{"$f":"MIN(I18,360/'Roof Bay Analysis'!$I$51*K18)","v":451.5},42,null,30024.018738750001,10000,24,0,0,0,0,0,24,null,30024.012500000001,10000,24,0,0,0,0,0,24,null,91052.045150000005,91,"X",52,"DLH",15,"52DLH15",557,835.5,301,{"$f":"MIN(AP18,360/'Roof Bay Analysis'!$I$51*AR18)","v":451.5},42,null,"16K 9",32,147,124.98595812263079,null,0.97652891819342591,null,"16K9",127.99002240901811]
[91052.060100000002,91052.090150000004,91,"X",52,"DLH",16,"52DLH16",601,901.5,335,{"$f":"MIN(I19,360/'Roof Bay Analysis'!$I$51*K19)","v":502.5},45,null,30026.018738750001,10000,26,0,0,0,0,0,26,null,30026.012500000001,10000,26,0,0,0,0,0,26,null,91052.05025,91,"X",52,"DLH",16,"52DLH16",601,901.5,335,{"$f":"MIN(AP19,360/'Roof Bay Analysis'!$I$51*AR19)","v":502.5},45,null,"18K 3",36,70,85.036830930430483,null,0.95215153045115231,null,"18K3",89.310186678099427]
[91052.069099999993,91052.103650000005,91,"X",52,"DLH",17,"52DLH17",691,1036.5,381,{"$f":"MIN(I20,360/'Roof Bay Analysis'!$I$51*K20)","v":571.5},52,null,30028.018738750001,10000,28,0,0,0,0,0,28,null,30028.012500000001,10000,28,0,0,0,0,0,28,null,91052.057149999993,91,"X",52,"DLH",17,"52DLH17",691,1036.5,381,{"$f":"MIN(AP20,360/'Roof Bay Analysis'!$I$51*AR20)","v":571.5},52,null,"18K 4",36,82,99.614573375647126,null,0.95723628657335325,null,"18K4",104.06476934993796]
[92052.0285,92052.042749999993,92,"X",52,"DLH",10,"52DLH10",285,427.5,159,{"$f":"MIN(I21,360/'Roof Bay Analysis'!$I$51*K21)","v":238.5},25,null,30030.018738750001,10000,30,0,0,0,0,0,30,null,30030.012500000001,10000,30,0,0,0,0,0,30,null,92052.023849999998,92,"X",52,"DLH",10,"52DLH10",285,427.5,159,{"$f":"MIN(AP21,360/'Roof Bay Analysis'!$I$51*AR21)","v":238.5},25,null,"18K 5",36,92,111.76269207999434,null,0.96518634028301564,null,"18K5",115.79390156643001]
[92052.031300000002,92052.046950000004,92,"X",52,"DLH",11,"52DLH11",313,469.5,174,{"$f":"MIN(I22,360/'Roof Bay Analysis'!$I$51*K22)","v":261},26,null,"NA","NA","NA","NA","NA","NA","NA","NA",32,null,"NA","NA","NA","NA","NA","NA","NA","NA",32,null,92052.026100000003,92,"X",52,"DLH",11,"52DLH11",313,469.5,174,{"$f":"MIN(AP22,360/'Roof Bay Analysis'!$I$51*AR22)","v":261},26,null,"18K 6",36,101,122.69599891390683,null,0.96035338953237515,null,"18K6",127.76130146596472]
[92052.034899999999,92052.052349999998,92,"X",52,"DLH",12,"52DLH12",349,523.5,191,{"$f":"MIN(I23,360/'Roof Bay Analysis'!$I$51*K23)","v":286.5},29,null,"NA","NA","NA","NA","NA","NA","NA","NA",36,null,"NA","NA","NA","NA","NA","NA","NA","NA",36,null,92052.028649999993,92,"X",52,"DLH",12,"52DLH12",349,523.5,191,{"$f":"MIN(AP23,360/'Roof Bay Analysis'!$I$51*AR23)","v":286.5},29,null,"18K 7",36,111,134.84411761825402,null,0.96375206726843232,null,"18K7",139.91577522675871]
[92052.042400000006,92052.063599999994,92,"X",52,"DLH",13,"52DLH13",424,636,231,{"$f":"MIN(I24,360/'Roof Bay Analysis'!$I$51*K24)","v":346.5},34,null,"NA","NA","NA","NA","NA","NA","NA","NA",40,null,"NA","NA","NA","NA","NA","NA","NA","NA",40,null,92052.034650000001,92,"X",52,"DLH",13,"52DLH13",424,636,231,{"$f":"MIN(AP24,360/'Roof Bay Analysis'!$I$51*AR24)","v":346.5},34,null,"18K 9",36,132,160.35516689738321,null,0.97522962192096696,null,"18K9",164.42811343396465]
[92052.048599999995,92052.072899999999,92,"X",52,"DLH",14,"52DLH14",486,729,258,{"$f":"MIN(I25,360/'Roof Bay Analysis'!$I$51*K25)","v":387},39,null,"NA","NA","NA","NA","NA","NA","NA","NA",44,null,"NA","NA","NA","NA","NA","NA","NA","NA",44,null,92052.038700000005,92,"X",52,"DLH",14,"52DLH14",486,729,258,{"$f":"MIN(AP25,360/'Roof Bay Analysis'!$I$51*AR25)","v":387},39,null,"18K10",36,154,187.08102804694701,null,0.97880726233461934,null,"18K10",191.13163055280916]
[92052.054499999998,92052.081749999998,92,"X",52,"DLH",15,"52DLH15",545,817.5,291,{"$f":"MIN(I26,360/'Roof Bay Analysis'!$I$51*K26)","v":436.5},42,null,"NA","NA","NA","NA","NA","NA","NA","NA",48,null,"NA","NA","NA","NA","NA","NA","NA","NA",48,null,92052.043650000007,92,"X",52,"DLH",15,"52DLH15",545,817.5,291,{"$f":"MIN(AP26,360/'Roof Bay Analysis'!$I$51*AR26)","v":436.5},42,null,"20K 3",40,64,106.94642567874054,null,0.96179460606658418,null,"20K3",111.19466152561968]
[92052.058799999999,92052.088199999998,92,"X",52,"DLH",16,"52DLH16",588,882,324,{"$f":"MIN(I27,360/'Roof Bay Analysis'!$I$51*K27)","v":486},45,null,"NA","NA","NA","NA","NA","NA","NA","NA",52,null,"NA","NA","NA","NA","NA","NA","NA","NA",52,null,92052.048599999995,92,"X",52,"DLH",16,"52DLH16",588,882,324,{"$f":"MIN(AP27,360/'Roof Bay Analysis'!$I$51*AR27)","v":486},45,null,"20K 4",40,75,125.32784259227408,null,0.96712095083980842,null,"20K4",129.58859228873544]
[92052.067599999995,92052.1014,92,"X",52,"DLH",17,"52DLH17",676,1014,369,{"$f":"MIN(I28,360/'Roof Bay Analysis'!$I$51*K28)","v":553.5},52,null,"NA","NA","NA","NA","NA","NA","NA","NA",56,null,"NA","NA","NA","NA","NA","NA","NA","NA",56,null,92052.055349999995,92,"X",52,"DLH",17,"52DLH17",676,1014,369,{"$f":"MIN(AP28,360/'Roof Bay Analysis'!$I$51*AR28)","v":553.5},52,null,"20K 5",40,84,140.36718370334697,null,0.9727703009704719,null,"20K5",144.29632932184651]
[93052.027900000001,93052.041849999994,93,"X",52,"DLH",10,"52DLH10",279,418.5,154,{"$f":"MIN(I29,360/'Roof Bay Analysis'!$I$51*K29)","v":231},25,null,"NA","NA","NA","NA","NA","NA","NA","NA",60,null,"NA","NA","NA","NA","NA","NA","NA","NA",60,null,93052.023100000006,93,"X",52,"DLH",10,"52DLH10",279,418.5,154,{"$f":"MIN(AP29,360/'Roof Bay Analysis'!$I$51*AR29)","v":231},25,null,"20K 6",40,91,152.06444901195923,null,0.95499027108565393,null,"20K6",159.23141168662275]
[93052.030599999998,93052.045899999997,93,"X",52,"DLH",11,"52DLH11",306,459,169,{"$f":"MIN(I30,360/'Roof Bay Analysis'!$I$51*K30)","v":253.5},26,null,"NA","NA","NA","NA","NA","NA","NA","NA",64,null,"NA","NA","NA","NA","NA","NA","NA","NA",64,null,93052.025349999996,93,"X",52,"DLH",11,"52DLH11",306,459,169,{"$f":"MIN(AP30,360/'Roof Bay Analysis'!$I$51*AR30)","v":253.5},26,null,"20K 7",40,101,168.77482802426246,null,0.96670791818224078,null,"20K7",174.58719934933393]
[93052.034199999995,93052.051300000006,93,"X",52,"DLH",12,"52DLH12",342,513,185,{"$f":"MIN(I31,360/'Roof Bay Analysis'!$I$51*K31)","v":277.5},29,null,"NA","NA","NA","NA","NA","NA","NA","NA",68,null,"NA","NA","NA","NA","NA","NA","NA","NA",68,null,93052.027749999994,93,"X",52,"DLH",12,"52DLH12",342,513,185,{"$f":"MIN(AP31,360/'Roof Bay Analysis'!$I$51*AR31)","v":277.5},29,null,"20K 9",40,119,198.85351024640821,null,0.9678793229169359,null,"20K9",205.45279306837094]
[93052.041400000002,93052.062099999996,93,"X",52,"DLH",13,"52DLH13",414,621,224,{"$f":"MIN(I32,360/'Roof Bay Analysis'!$I$51*K32)","v":336},34,null,"NA","NA","NA","NA","NA","NA","NA","NA",72,null,"NA","NA","NA","NA","NA","NA","NA","NA",72,null,93052.033599999995,93,"X",52,"DLH",13,"52DLH13",414,621,224,{"$f":"MIN(AP32,360/'Roof Bay Analysis'!$I$51*AR32)","v":336},34,null,"20K10",40,140,233.94530617224495,null,0.97935356128800299,null,"20K10",238.87727110990468]
[93052.047600000005,93052.071400000001,93,"X",52,"DLH",14,"52DLH14",476,714,249,{"$f":"MIN(I33,360/'Roof Bay Analysis'!$I$51*K33)","v":373.5},39,null,"NA","NA","NA","NA","NA","NA","NA","NA",80,null,"NA","NA","NA","NA","NA","NA","NA","NA",80,null,93052.037349999999,93,"X",52,"DLH",14,"52DLH14",476,714,249,{"$f":"MIN(AP33,360/'Roof Bay Analysis'!$I$51*AR33)","v":373.5},39,null,"22K 4",44,68,151.58568387568263,null,0.95991774739023794,null,"22K4",157.91528418742539]
[93052.0533,93052.079949999999,93,"X",52,"DLH",15,"52DLH15",533,799.5,282,{"$f":"MIN(I34,360/'Roof Bay Analysis'!$I$51*K34)","v":423},42,null,"NA","NA","NA","NA","NA","NA","NA","NA",88,null,"NA","NA","NA","NA","NA","NA","NA","NA",88,null,93052.042300000001,93,"X",52,"DLH",15,"52DLH15",533,799.5,282,{"$f":"MIN(AP34,360/'Roof Bay Analysis'!$I$51*AR34)","v":423},42,null,"22K 5",44,76,169.41929374341001,null,0.9629381191646651,null,"22K5",175.93995955875005]
[93052.057499999995,93052.086249999993,93,"X",52,"DLH",16,"52DLH16",575,862.5,314,{"$f":"MIN(I35,360/'Roof Bay Analysis'!$I$51*K35)","v":471},45,null,"NA","NA","NA","NA","NA","NA","NA","NA",96,null,"NA","NA","NA","NA","NA","NA","NA","NA",96,null,93052.047099999996,93,"X",52,"DLH",16,"52DLH16",575,862.5,314,{"$f":"MIN(AP35,360/'Roof Bay Analysis'!$I$51*AR35)","v":471},45,null,"22K 6",44,83,185.02370237767147,null,0.95288626959071332,null,"22K6",194.17186319322602]
[93052.066099999996,93052.099149999995,93,"X",52,"DLH",17,"52DLH17",661,991.5,357,{"$f":"MIN(I36,360/'Roof Bay Analysis'!$I$51*K36)","v":535.5},52,null,"NA","NA","NA","NA","NA","NA","NA","NA",104,null,"NA","NA","NA","NA","NA","NA","NA","NA",104,null,93052.053549999997,93,"X",52,"DLH",17,"52DLH17",661,991.5,357,{"$f":"MIN(AP36,360/'Roof Bay Analysis'!$I$51*AR36)","v":535.5},52,null,"22K 7",44,92,205.08651347886476,null,0.96236253081498435,null,"22K7",213.10733420303222]
[94052.027300000002,94052.040949999995,94,"X",52,"DLH",10,"52DLH10",273,409.5,150,{"$f":"MIN(I37,360/'Roof Bay Analysis'!$I$51*K37)","v":225},25,null,"NA","NA","NA","NA","NA","NA","NA","NA",112,null,"NA","NA","NA","NA","NA","NA","NA","NA",112,null,94052.022500000006,94,"X",52,"DLH",10,"52DLH10",273,409.5,150,{"$f":"MIN(AP37,360/'Roof Bay Analysis'!$I$51*AR37)","v":225},25,null,"22K 9",44,109,242.98293444778542,null,0.96781249047667817,null,"22K9",251.0640613122369]
[94052.029899999994,94052.044850000006,94,"X",52,"DLH",11,"52DLH11",299,448.5,164,{"$f":"MIN(I38,360/'Roof Bay Analysis'!$I$51*K38)","v":246},26,null,"NA","NA","NA","NA","NA","NA","NA","NA",120,null,"NA","NA","NA","NA","NA","NA","NA","NA",120,null,94052.024600000004,94,"X",52,"DLH",11,"52DLH11",299,448.5,164,{"$f":"MIN(AP38,360/'Roof Bay Analysis'!$I$51*AR38)","v":246},26,null,"22K10",44,128,285.33775788363789,null,0.97729636924795249,null,"22K10",291.9664565040905]
[94052.0334,94052.050099999993,94,"X",52,"DLH",12,"52DLH12",334,501,179,{"$f":"MIN(I39,360/'Roof Bay Analysis'!$I$51*K39)","v":268.5},29,null,null,null,null,null,null,null,null,null,null,null,null,null,null,null,null,null,null,null,null,null,94052.026849999995,94,"X",52,"DLH",12,"52DLH12",334,501,179,{"$f":"MIN(AP39,360/'Roof Bay Analysis'!$I$51*AR39)","v":268.5},29,null,"22K11",44,146,325.46338008602453,null,0.94764401447958002,null,"22K11",343.44476946309851]
[94052.040599999993,94052.060899999997,94,"X",52,"DLH",13,"52DLH13",406,609,216,{"$f":"MIN(I40,360/'Roof Bay Analysis'!$I$51*K40)","v":324},34,null,"Use next size up if ID doesn't match.",null,null,null,null,null,null,null,null,null,"Use next size up if ID doesn't match.",null,null,null,null,null,null,null,null,null,94052.032399999996,94,"X",52,"DLH",13,"52DLH13",406,609,216,{"$f":"MIN(AP40,360/'Roof Bay Analysis'!$I$51*AR40)","v":324},34,null,"24K 4",48,63,182.67356489391585,null,0.96629751977346257,null,"24K4",189.04484504600777]
[94052.046600000001,94052.069900000002,94,"X",52,"DLH",14,"52DLH14",466,699,242,{"$f":"MIN(I41,360/'Roof Bay Analysis'!$I$51*K41)","v":363},39,null,null,null,null,null,null,null,null,null,null,null,null,null,null,null,null,null,null,null,null,null,94052.036300000007,94,"X",52,"DLH",14,"52DLH14",466,699,242,{"$f":"MIN(AP41,360/'Roof Bay Analysis'!$I$51*AR41)","v":363},39,null,"24K 5",48,70,202.97062765990654,null,0.96320240948660707,null,"24K5",210.72479227714055]
[94052.052200000006,94052.078299999994,94,"X",52,"DLH",15,"52DLH15",522,783,272,{"$f":"MIN(I42,360/'Roof Bay Analysis'!$I$51*K42)","v":408},42,null,{"$f":"IF(Q42=\"NA\",\"NA\",$Q$1*1000+Q42+$Q$2/10000)","v":"NA"},{"$f":"IF(Q42=\"NA\",\"NA\",IF($P11=$O11,$P11,IF($O$1=\"ASD\",INDEX($A$4:$A$2957,MATCH($O42,$A$4:$A$2957,1)+1),INDEX($B$4:$B$2957,MATCH($O42,$B$4:$B$2957,1)+1))))","v":"NA"},{"$f":"IF(W42<$T$2,\"NA\",IF(W42>$T$3,\"NA\",W42))","v":"NA"},{"$f":"IF(Q42=\"NA\",\"NA\",IF($P11=$O11,$R11,INDEX($H$4:$H$2957,MATCH($O42,IF($O$1=\"ASD\",$A$4:$A$2957,$B$4:$B$2957),1)+1)))","v":"NA"},{"$f":"IF(Q42=\"NA\",\"NA\",IF($P11=$O11,$S11,INDEX($I$4:$I$2957,MATCH($O42,IF($O$1=\"ASD\",$A$4:$A$2957,$B$4:$B$2957),1)+1)))","v":"NA"},{"$f":"IF(Q42=\"NA\",\"NA\",IF($P11=$O11,$T11,INDEX($J$4:$J$2957,MATCH($O42,IF($O$1=\"ASD\",$A$4:$A$2957,$B$4:$B$2957),1)+1)))","v":"NA"},{"$f":"IF(Q42=\"NA\",\"NA\",IF($P11=$O11,$U11,INDEX($L$4:$L$2957,MATCH($O42,IF($O$1=\"ASD\",$A$4:$A$2957,$B$4:$B$2957),1)+1)))","v":"NA"},{"$f":"IF(Q42=\"NA\",\"NA\",IF($P11=$O11,$V11,INDEX($M$4:$M$2957,MATCH($O42,IF($O$1=\"ASD\",$A$4:$A$2957,$B$4:$B$2957),1)+1)))","v":"NA"},10,null,{"$f":"IF(AA42=\"NA\",\"NA\",$Q$1*1000+AA42+$Q$3/10000)","v":"NA"},{"$f":"IF(AA42=\"NA\",\"NA\",IF($Z11=$Y11,$Z11,INDEX($AI$4:$AI$2957,MATCH($Y42,$AI$4:$AI$2957,1)+1)))","v":"NA"},{"$f":"IF(AG42<$T$2,\"NA\",IF(AG42>$T$3,\"NA\",AG42))","v":"NA"},{"$f":"IF(AA42=\"NA\",\"NA\",IF($Z11=$Y11,$AB11,INDEX($AO$4:$AO$2957,MATCH($Y42,$AI$4:$AI$2957,1)+1)))","v":"NA"},{"$f":"IF(AA42=\"NA\",\"NA\",IF($Z11=$Y11,$AC11,INDEX($AP$4:$AP$2957,MATCH($Y42,$AI$4:$AI$2957,1)+1)))","v":"NA"},{"$f":"IF(AA42=\"NA\",\"NA\",IF($Z11=$Y11,$AD11,INDEX($AQ$4:$AQ$2957,MATCH($Y42,$AI$4:$AI$2957,1)+1)))","v":"NA"},{"$f":"IF(AA42=\"NA\",\"NA\",IF($Z11=$Y11,$AE11,INDEX($AS$4:$AS$2957,MATCH($Y42,$AI$4:$AI$2957,1)+1)))","v":"NA"},{"$f":"IF(AA42=\"NA\",\"NA\",IF($Z11=$Y11,$AF11,INDEX($AT$4:$AT$2957,MATCH($Y42,$AI$4:$AI$2957,1)+1)))","v":"NA"},10,null,94052.040800000002,94,"X",52,"DLH",15,"52DLH15",522,783,272,{"$f":"MIN(AP42,360/'Roof Bay Analysis'!$I$51*AR42)","v":408},42,null,"24K 6",48,77,223.26769042589714,null,0.95994987020680067,null,"24K6",232.58265598577444]
[94052.056299999997,94052.084449999995,94,"X",52,"DLH",16,"52DLH16",563,844.5,304,{"$f":"MIN(I43,360/'Roof Bay Analysis'!$I$51*K43)","v":456},45,null,{"$f":"IF(Q43=\"NA\",\"NA\",$Q$1*1000+Q43+$Q$2/10000)","v":"NA"},"NA","NA","NA","NA","NA","NA","NA",12,null,{"$f":"IF(AA43=\"NA\",\"NA\",$Q$1*1000+AA43+$Q$3/10000)","v":"NA"},"NA","NA","NA","NA","NA","NA","NA",12,null,94052.045599999998,94,"X",52,"DLH",16,"52DLH16",563,844.5,304,{"$f":"MIN(AP43,360/'Roof Bay Analysis'!$I$51*AR43)","v":456},45,null,"24K 7",48,85,246.46433358702936,null,0.96472529764494042,null,"24K7",255.4761797878536]
[94052.064700000003,94052.097049999997,94,"X",52,"DLH",17,"52DLH17",647,970.5,346,{"$f":"MIN(I44,360/'Roof Bay Analysis'!$I$51*K44)","v":519},52,null,"NA","NA","NA","NA","NA","NA","NA","NA",14,null,"NA","NA","NA","NA","NA","NA","NA","NA",14,null,94052.051900000006,94,"X",52,"DLH",17,"52DLH17",647,970.5,346,{"$f":"MIN(AP44,360/'Roof Bay Analysis'!$I$51*AR44)","v":519},52,null,"24K 8",48,93,269.66097674816154,null,1.0080246762487939,null,"24K8",267.51426140842375]
[95052.026700000002,95052.040049999996,95,"X",52,"DLH",10,"52DLH10",267,400.5,145,{"$f":"MIN(I45,360/'Roof Bay Analysis'!$I$51*K45)","v":217.5},25,null,30016.018738750001,90052.029800000004,16,"52DLH10",298,447,256.5,25,16,null,30016.012500000001,90052.025649999996,16,"52DLH10",298,447,256.5,25,16,null,95052.02175,95,"X",52,"DLH",10,"52DLH10",267,400.5,145,{"$f":"MIN(AP45,360/'Roof Bay Analysis'!$I$51*AR45)","v":217.5},25,null,"24K 9",48,101,292.8576199092937,null,0.97210301817287681,null,"24K9",301.26191816556269]
[95052.029299999995,95052.043950000007,95,"X",52,"DLH",11,"52DLH11",293,439.5,158,{"$f":"MIN(I46,360/'Roof Bay Analysis'!$I$51*K46)","v":237},26,null,30018.018738750001,90052.029800000004,18,"52DLH10",298,447,256.5,25,18,null,30018.012500000001,90052.025649999996,18,"52DLH10",298,447,256.5,25,18,null,95052.023700000005,95,"X",52,"DLH",11,"52DLH11",293,439.5,158,{"$f":"MIN(AP46,360/'Roof Bay Analysis'!$I$51*AR46)","v":237},26,null,"24K10",48,118,342.15048662669955,null,0.97645913455017008,null,"24K10",350.39918673536664]
[95052.032699999996,95052.049050000001,95,"X",52,"DLH",12,"52DLH12",327,490.5,173,{"$f":"MIN(I47,360/'Roof Bay Analysis'!$I$51*K47)","v":259.5},29,null,30020.018738750001,90052.029800000004,20,"52DLH10",298,447,256.5,25,20,null,30020.012500000001,90052.025649999996,20,"52DLH10",298,447,256.5,25,20,null,95052.025949999996,95,"X",52,"DLH",12,"52DLH12",327,490.5,173,{"$f":"MIN(AP47,360/'Roof Bay Analysis'!$I$51*AR47)","v":259.5},29,null,"24K12",48,153,443.63580045665282,null,0.93867680917702634,null,"24K12",472.61826021418938]
[95052.039699999994,95052.059550000005,95,"X",52,"DLH",13,"52DLH13",397,595.5,209,{"$f":"MIN(I48,360/'Roof Bay Analysis'!$I$51*K48)","v":313.5},34,null,30022.018738750001,90052.029800000004,22,"52DLH10",298,447,256.5,25,22,null,30022.012500000001,90052.025649999996,22,"52DLH10",298,447,256.5,25,22,null,95052.031350000005,95,"X",52,"DLH",13,"52DLH13",397,595.5,209,{"$f":"MIN(AP48,360/'Roof Bay Analysis'!$I$51*AR48)","v":313.5},34,null,"26K 5",52,65,240.00950442671285,null,0.96524715747787393,null,"26K5",248.650827477018]
[95052.045700000002,95052.068549999996,95,"X",52,"DLH",14,"52DLH14",457,685.5,234,{"$f":"MIN(I49,360/'Roof Bay Analysis'!$I$51*K49)","v":351},39,null,30024.018738750001,90052.029800000004,24,"52DLH10",298,447,256.5,25,24,null,30024.012500000001,90052.025649999996,24,"52DLH10",298,447,256.5,25,24,null,95052.035099999994,95,"X",52,"DLH",14,"52DLH14",457,685.5,234,{"$f":"MIN(AP49,360/'Roof Bay Analysis'!$I$51*AR49)","v":351},39,null,"26K 6",52,71,262.16422791225557,null,0.95518694050995812,null,"26K6",274.46379006426798]
[95052.051099999997,95052.076650000003,95,"X",52,"DLH",15,"52DLH15",511,766.5,264,{"$f":"MIN(I50,360/'Roof Bay Analysis'!$I$51*K50)","v":396},42,null,30026.018738750001,90052.029800000004,26,"52DLH10",298,447,256.5,25,26,null,30026.012500000001,90052.025649999996,26,"52DLH10",298,447,256.5,25,26,null,95052.039600000004,95,"X",52,"DLH",15,"52DLH15",511,766.5,264,{"$f":"MIN(AP50,360/'Roof Bay Analysis'!$I$51*AR50)","v":396},42,null,"26K 7",52,79,291.70385922631249,null,0.96688735733628717,null,"26K7",301.69373610379802]
[95052.055099999998,95052.082649999997,95,"X",52,"DLH",16,"52DLH16",551,826.5,294,{"$f":"MIN(I51,360/'Roof Bay Analysis'!$I$51*K51)","v":441},45,null,30028.018738750001,90052.029800000004,28,"52DLH10",298,447,256.5,25,28,null,30028.012500000001,90052.025649999996,28,"52DLH10",298,447,256.5,25,28,null,95052.044099999999,95,"X",52,"DLH",16,"52DLH16",551,826.5,294,{"$f":"MIN(AP51,360/'Roof Bay Analysis'!$I$51*AR51)","v":441},45,null,"26K 8",52,86,317.55103662611236,null,1.0051507356422154,null,"26K8",315.92379666639874]
[95052.063399999999,95052.095100000006,95,"X",52,"DLH",17,"52DLH17",634,951,335,{"$f":"MIN(I52,360/'Roof Bay Analysis'!$I$51*K52)","v":502.5},52,null,30030.018738750001,90052.029800000004,30,"52DLH10",298,447,256.5,25,30,null,30030.012500000001,90052.025649999996,30,"52DLH10",298,447,256.5,25,30,null,95052.05025,95,"X",52,"DLH",17,"52DLH17",634,951,335,{"$f":"MIN(AP52,360/'Roof Bay Analysis'!$I$51*AR52)","v":502.5},52,null,"26K 9",52,93,343.3982140259123,null,0.96447611633062935,null,"26K9",356.04636362834816]
[96052.026100000003,96052.039149999997,96,"X",52,"DLH",10,"52DLH10",261,391.5,140,{"$f":"MIN(I53,360/'Roof Bay Analysis'!$I$51*K53)","v":210},25,null,"NA","NA","NA","NA","NA","NA","NA","NA",32,null,"NA","NA","NA","NA","NA","NA","NA","NA",32,null,96052.020999999993,96,"X",52,"DLH",10,"52DLH10",261,391.5,140,{"$f":"MIN(AP53,360/'Roof Bay Analysis'!$I$51*AR53)","v":210},25,null,"26K10",52,110,406.16993056828329,null,0.98067115999440035,null,"26K10",414.17546180373301]
[96052.028699999995,96052.043049999993,96,"X",52,"DLH",11,"52DLH11",287,430.5,153,{"$f":"MIN(I54,360/'Roof Bay Analysis'!$I$51*K54)","v":229.5},26,null,"NA","NA","NA","NA","NA","NA","NA","NA",36,null,"NA","NA","NA","NA","NA","NA","NA","NA",36,null,96052.022949999999,96,"X",52,"DLH",11,"52DLH11",287,430.5,153,{"$f":"MIN(AP54,360/'Roof Bay Analysis'!$I$51*AR54)","v":229.5},26,null,"26K12",52,142,524.32845582451114,null,0.93825716990663299,null,"26K12",558.83234644152799]
[96052.032000000007,96052.047999999995,96,"X",52,"DLH",12,"52DLH12",320,480,168,{"$f":"MIN(I55,360/'Roof Bay Analysis'!$I$51*K55)","v":252},29,null,"NA","NA","NA","NA","NA","NA","NA","NA",40,null,"NA","NA","NA","NA","NA","NA","NA","NA",40,null,96052.025200000004,96,"X",52,"DLH",12,"52DLH12",320,480,168,{"$f":"MIN(AP55,360/'Roof Bay Analysis'!$I$51*AR55)","v":252},29,null,"28K 6",56,66,304.79462104163963,null,0.95303337266614763,null,"28K6",319.81526542870677]
[96052.0389,96052.058350000007,96,"X",52,"DLH",13,"52DLH13",389,583.5,203,{"$f":"MIN(I56,360/'Roof Bay Analysis'!$I$51*K56)","v":304.5},34,null,"NA","NA","NA","NA","NA","NA","NA","NA",44,null,"NA","NA","NA","NA","NA","NA","NA","NA",44,null,96052.030450000006,96,"X",52,"DLH",13,"52DLH13",389,583.5,203,{"$f":"MIN(AP56,360/'Roof Bay Analysis'!$I$51*AR56)","v":304.5},34,null,"28K 7",56,73,337.12132327332858,null,0.9583844674027403,null,"28K7",351.7600031508656]
[96052.044699999999,96052.067049999998,96,"X",52,"DLH",14,"52DLH14",447,670.5,227,{"$f":"MIN(I57,360/'Roof Bay Analysis'!$I$51*K57)","v":340.5},39,null,"NA","NA","NA","NA","NA","NA","NA","NA",48,null,"NA","NA","NA","NA","NA","NA","NA","NA",48,null,96052.034050000002,96,"X",52,"DLH",14,"52DLH14",447,670.5,227,{"$f":"MIN(AP57,360/'Roof Bay Analysis'!$I$51*AR57)","v":340.5},39,null,"28K 8",56,80,369.44802550501765,null,1.0029387693673888,null,"28K8",368.36548430374251]
[96052.05,96052.074999999997,96,"X",52,"DLH",15,"52DLH15",500,750,256,{"$f":"MIN(I58,360/'Roof Bay Analysis'!$I$51*K58)","v":384},42,null,"NA","NA","NA","NA","NA","NA","NA","NA",52,null,"NA","NA","NA","NA","NA","NA","NA","NA",52,null,96052.038400000005,96,"X",52,"DLH",15,"52DLH15",500,750,256,{"$f":"MIN(AP58,360/'Roof Bay Analysis'!$I$51*AR58)","v":384},42,null,"28K 9",56,87,401.77472773670667,null,0.96715912708663332,null,"28K9",415.41739770059337]
[96052.054000000004,96052.081000000006,96,"X",52,"DLH",16,"52DLH16",540,810,285,{"$f":"MIN(I59,360/'Roof Bay Analysis'!$I$51*K59)","v":427.5},45,null,"NA","NA","NA","NA","NA","NA","NA","NA",56,null,"NA","NA","NA","NA","NA","NA","NA","NA",56,null,96052.042749999993,96,"X",52,"DLH",16,"52DLH16",540,810,285,{"$f":"MIN(AP59,360/'Roof Bay Analysis'!$I$51*AR59)","v":427.5},45,null,"28K10",56,102,471.04623251889751,null,0.9746551442692073,null,"28K10",483.29528170918974]
[96052.062000000005,96052.092999999993,96,"X",52,"DLH",17,"52DLH17",620,930,324,{"$f":"MIN(I60,360/'Roof Bay Analysis'!$I$51*K60)","v":486},52,null,"NA","NA","NA","NA","NA","NA","NA","NA",60,null,"NA","NA","NA","NA","NA","NA","NA","NA",60,null,96052.048599999995,96,"X",52,"DLH",17,"52DLH17",620,930,324,{"$f":"MIN(AP60,360/'Roof Bay Analysis'!$I$51*AR60)","v":486},52,null,"28K12",56,132,609.58924208327926,null,0.93454534753423946,null,"28K12",652.28428314544192]
[97052.025599999994,97052.038400000005,97,"X",52,"DLH",10,"52DLH10",256,384,136,{"$f":"MIN(I61,360/'Roof Bay Analysis'!$I$51*K61)","v":204},25,null,"NA","NA","NA","NA","NA","NA","NA","NA",64,null,"NA","NA","NA","NA","NA","NA","NA","NA",64,null,97052.020399999994,97,"X",52,"DLH",10,"52DLH10",256,384,136,{"$f":"MIN(AP61,360/'Roof Bay Analysis'!$I$51*AR61)","v":204},25,null,"30K 7",60,69,392.38907143977417,null,0.96724986722411299,null,"30K7",405.67498092905618]
[97052.028099999996,97052.042149999994,97,"X",52,"DLH",11,"52DLH11",281,421.5,149,{"$f":"MIN(I62,360/'Roof Bay Analysis'!$I$51*K62)","v":223.5},26,null,"NA","NA","NA","NA","NA","NA","NA","NA",68,null,"NA","NA","NA","NA","NA","NA","NA","NA",68,null,97052.022349999999,97,"X",52,"DLH",11,"52DLH11",281,421.5,149,{"$f":"MIN(AP62,360/'Roof Bay Analysis'!$I$51*AR62)","v":223.5},26,null,"30K 8",60,75,426.50986026062407,null,1.0039321593942394,null,"30K8",424.83932432045509]
[97052.031400000007,97052.047099999996,97,"X",52,"DLH",12,"52DLH12",314,471,163,{"$f":"MIN(I63,360/'Roof Bay Analysis'!$I$51*K63)","v":244.5},29,null,"NA","NA","NA","NA","NA","NA","NA","NA",72,null,"NA","NA","NA","NA","NA","NA","NA","NA",72,null,97052.024449999997,97,"X",52,"DLH",12,"52DLH12",314,471,163,{"$f":"MIN(AP63,360/'Roof Bay Analysis'!$I$51*AR63)","v":244.5},29,null,"30K 9",60,81,460.63064908147402,null,0.96089831446395391,null,"30K9",479.37502038229832]
[97052.038100000005,97052.057149999993,97,"X",52,"DLH",13,"52DLH13",381,571.5,197,{"$f":"MIN(I64,360/'Roof Bay Analysis'!$I$51*K64)","v":295.5},34,null,"NA","NA","NA","NA","NA","NA","NA","NA",80,null,"NA","NA","NA","NA","NA","NA","NA","NA",80,null,97052.029550000007,97,"X",52,"DLH",13,"52DLH13",381,571.5,197,{"$f":"MIN(AP64,360/'Roof Bay Analysis'!$I$51*AR64)","v":295.5},34,null,"30K10",60,96,545.9326211335989,null,0.97879723533938778,null,"30K10",557.75864645173669]
[97052.043799999999,97052.065700000006,97,"X",52,"DLH",14,"52DLH14",438,657,220,{"$f":"MIN(I65,360/'Roof Bay Analysis'!$I$51*K65)","v":330},39,null,"NA","NA","NA","NA","NA","NA","NA","NA",88,null,"NA","NA","NA","NA","NA","NA","NA","NA",88,null,97052.032999999996,97,"X",52,"DLH",14,"52DLH14",438,657,220,{"$f":"MIN(AP65,360/'Roof Bay Analysis'!$I$51*AR65)","v":330},39,null,"30K11",60,109,619.86099691210711,null,0.94412706824797155,null,"30K11",656.54403708855727]
[97052.048999999999,97052.073499999999,97,"X",52,"DLH",15,"52DLH15",490,735,247,{"$f":"MIN(I66,360/'Roof Bay Analysis'!$I$51*K66)","v":370.5},42,null,"NA","NA","NA","NA","NA","NA","NA","NA",96,null,"NA","NA","NA","NA","NA","NA","NA","NA",96,null,97052.037049999999,97,"X",52,"DLH",15,"52DLH15",490,735,247,{"$f":"MIN(AP66,360/'Roof Bay Analysis'!$I$51*AR66)","v":370.5},42,null,"30K12",60,124,705.16296896423182,null,0.93650365497844579,null,"30K12",752.97407032593117]
[97052.052800000005,97052.079199999993,97,"X",52,"DLH",16,"52DLH16",528,792,276,{"$f":"MIN(I67,360/'Roof Bay Analysis'!$I$51*K67)","v":414},45,null,"NA","NA","NA","NA","NA","NA","NA","NA",104,null,"NA","NA","NA","NA","NA","NA","NA","NA",104,null,97052.041400000002,97,"X",52,"DLH",16,"52DLH16",528,792,276,{"$f":"MIN(AP67,360/'Roof Bay Analysis'!$I$51*AR67)","v":414},45,null,"18LH 2",36,124,150.6366719339054,null,1.0283871014424093,null,"18LH02",146.478569910711]
[{"$f":"C68*1000+E68+I68/10000","v":97052.060800000007},{"$f":"C68*1000+E68+J68/10000","v":97052.091199999995},97,"X",52,"DLH",17,"52DLH17",608,{"$f":"1.5*I68","v":912},315,{"$f":"MIN(I68,360/'Roof Bay Analysis'!$I$51*K68)","v":472.5},52,null,"NA","NA","NA","NA","NA","NA","NA","NA",112,null,"NA","NA","NA","NA","NA","NA","NA","NA",112,null,{"$f":"AJ68*1000+AL68+AS68/10000","v":97052.047250000003},97,"X",52,"DLH",17,"52DLH17",608,{"$f":"1.5*AP68","v":912},315,{"$f":"MIN(AP68,360/'Roof Bay Analysis'!$I$51*AR68)","v":472.5},52,null,"18LH 3",36,136,{"$f":"26.767*AX68*(AW68-0.33)^3*10^-6","v":165.21441437912208},null,{"$f":"AY68/BD68","v":1.0047820347064507},null,"18LH03",164.42811343396465]
[98052.025099999999,98052.037649999998,98,"X",{"$f":"VALUE(LEFT(H69,2))","v":52},{"$f":"MID(H69,3,LEN(H69)-4)","v":"DLH"},{"$f":"VALUE(RIGHT(H69,2))","v":10},"52DLH10",251,376.5,132,{"$f":"MIN(I69,360/'Roof Bay Analysis'!$I$51*K69)","v":198},25,null,"NA","NA","NA","NA","NA","NA","NA","NA",120,null,"NA","NA","NA","NA","NA","NA","NA","NA",120,null,98052.019799999995,98,"X",{"$f":"VALUE(LEFT(AO69,2))","v":52},{"$f":"MID(AO69,3,LEN(AO69)-4)","v":"DLH"},{"$f":"VALUE(RIGHT(AO69,2))","v":10},"52DLH10",251,376.5,132,{"$f":"MIN(AP69,360/'Roof Bay Analysis'!$I$51*AR69)","v":198},25,null,"18LH 4",36,153,185.86621617651232,null,0.97245137102075829,null,"18LH04",191.13163055280916]
[98052.027499999997,98052.041249999995,98,"X",52,"DLH",11,"52DLH11",275,412.5,144,{"$f":"MIN(I70,360/'Roof Bay Analysis'!$I$51*K70)","v":216},26,null,null,null,null,null,null,null,null,null,null,null,null,null,null,null,null,null,null,null,null,null,98052.021599999993,98,"X",52,"DLH",11,"52DLH11",275,412.5,144,{"$f":"MIN(AP70,360/'Roof Bay Analysis'!$I$51*AR70)","v":216},26,null,"18LH 5",36,179,217.45132480781507,null,0.96773733511285254,null,"18LH05",224.70077046521826]
[98052.030700000003,98052.046050000004,98,"X",52,"DLH",12,"52DLH12",307,460.5,158,{"$f":"MIN(I71,360/'Roof Bay Analysis'!$I$51*K71)","v":237},29,null,"Return \"X\" if depths don't match.",null,null,null,null,null,null,null,null,null,"Return \"X\" if depths don't match.",null,null,null,null,null,null,null,null,null,98052.023700000005,98,"X",52,"DLH",12,"52DLH12",307,460.5,158,{"$f":"MIN(AP71,360/'Roof Bay Analysis'!$I$51*AR71)","v":237},29,null,"18LH 6",36,195,236.8883147347706,null,0.92030092369965266,null,"18LH06",257.40310439162499]
[98052.037299999996,98052.055949999994,98,"X",52,"DLH",13,"52DLH13",373,559.5,191,{"$f":"MIN(I72,360/'Roof Bay Analysis'!$I$51*K72)","v":286.5},34,null,null,null,null,null,null,null,null,null,null,null,null,null,null,null,null,null,null,null,null,null,98052.028649999993,98,"X",52,"DLH",13,"52DLH13",373,559.5,191,{"$f":"MIN(AP72,360/'Roof Bay Analysis'!$I$51*AR72)","v":286.5},34,null,"18LH 7",36,222,269.68823523650804,null,0.984545897676943,null,"18LH07",273.92144528035021]
[98052.043000000005,98052.064499999993,98,"X",52,"DLH",14,"52DLH14",430,645,213,{"$f":"MIN(I73,360/'Roof Bay Analysis'!$I$51*K73)","v":319.5},39,null,{"$f":"IF(Q73=\"NA\",\"NA\",$Q$1*1000+Q73+$Q$2/10000)","v":"NA"},{"$f":"IF($Q73=\"NA\",\"NA\",IF($P11=$O11,$P11,IF(ROUNDDOWN($O42,0)=ROUNDDOWN($P42,0),P42,\"X\")))","v":"NA"},{"$f":"IF(W73<$T$2,\"NA\",IF(W73>$T$3,\"NA\",W73))","v":"NA"},{"$f":"IF($Q73=\"NA\",\"NA\",IF($P11=$O11,$R11,IF(ROUNDDOWN($O42,0)=ROUNDDOWN($P42,0),R42,\"X\")))","v":"NA"},{"$f":"IF($Q73=\"NA\",\"NA\",IF($P11=$O11,$S11,IF(ROUNDDOWN($O42,0)=ROUNDDOWN($P42,0),S42,\"X\")))","v":"NA"},{"$f":"IF($Q73=\"NA\",\"NA\",IF($P11=$O11,$T11,IF(ROUNDDOWN($O42,0)=ROUNDDOWN($P42,0),T42,\"X\")))","v":"NA"},{"$f":"IF($Q73=\"NA\",\"NA\",IF($P11=$O11,$U11,IF(ROUNDDOWN($O42,0)=ROUNDDOWN($P42,0),U42,\"X\")))","v":"NA"},{"$f":"IF($Q73=\"NA\",\"NA\",IF($P11=$O11,$V11,IF(ROUNDDOWN($O42,0)=ROUNDDOWN($P42,0),V42,\"X\")))","v":"NA"},10,null,{"$f":"IF(AA73=\"NA\",\"NA\",$Q$1*1000+AA73+$Q$3/10000)","v":"NA"},{"$f":"IF($AA73=\"NA\",\"NA\",IF($Z11=$Y11,$Z11,IF(ROUNDDOWN($Y42,0)=ROUNDDOWN($Z42,0),Z42,\"X\")))","v":"NA"},{"$f":"IF(AG73<$T$2,\"NA\",IF(AG73>$T$3,\"NA\",AG73))","v":"NA"},{"$f":"IF($AA73=\"NA\",\"NA\",IF($Z11=$Y11,$AB11,IF(ROUNDDOWN($Y42,0)=ROUNDDOWN($Z42,0),AB42,\"X\")))","v":"NA"},{"$f":"IF($AA73=\"NA\",\"NA\",IF($Z11=$Y11,$AC11,IF(ROUNDDOWN($Y42,0)=ROUNDDOWN($Z42,0),AC42,\"X\")))","v":"NA"},{"$f":"IF($AA73=\"NA\",\"NA\",IF($Z11=$Y11,$AD11,IF(ROUNDDOWN($Y42,0)=ROUNDDOWN($Z42,0),AD42,\"X\")))","v":"NA"},{"$f":"IF($AA73=\"NA\",\"NA\",IF($Z11=$Y11,$AE11,IF(ROUNDDOWN($Y42,0)=ROUNDDOWN($Z42,0),AE42,\"X\")))","v":"NA"},{"$f":"IF($AA73=\"NA\",\"NA\",IF($Z11=$Y11,$AF11,IF(ROUNDDOWN($Y42,0)=ROUNDDOWN($Z42,0),AF42,\"X\")))","v":"NA"},10,null,98052.031950000004,98,"X",52,"DLH",14,"52DLH14",430,645,213,{"$f":"MIN(AP73,360/'Roof Bay Analysis'!$I$51*AR73)","v":319.5},39,null,"18LH 8",36,246,298.84372012694138,null,0.94578624833460578,null,"18LH08",315.97384784687068]
[98052.047999999995,98052.072,98,"X",52,"DLH",15,"52DLH15",480,720,240,{"$f":"MIN(I74,360/'Roof Bay Analysis'!$I$51*K74)","v":360},42,null,{"$f":"IF(Q74=\"NA\",\"NA\",$Q$1*1000+Q74+$Q$2/10000)","v":"NA"},{"$f":"IF($Q74=\"NA\",\"NA\",IF($P12=$O12,$P12,IF(ROUNDDOWN($O43,0)=ROUNDDOWN($P43,0),P43,\"X\")))","v":"NA"},"NA",{"$f":"IF($Q74=\"NA\",\"NA\",IF($P12=$O12,$R12,IF(ROUNDDOWN($O43,0)=ROUNDDOWN($P43,0),R43,\"X\")))","v":"NA"},{"$f":"IF($Q74=\"NA\",\"NA\",IF($P12=$O12,$S12,IF(ROUNDDOWN($O43,0)=ROUNDDOWN($P43,0),S43,\"X\")))","v":"NA"},{"$f":"IF($Q74=\"NA\",\"NA\",IF($P12=$O12,$T12,IF(ROUNDDOWN($O43,0)=ROUNDDOWN($P43,0),T43,\"X\")))","v":"NA"},{"$f":"IF($Q74=\"NA\",\"NA\",IF($P12=$O12,$U12,IF(ROUNDDOWN($O43,0)=ROUNDDOWN($P43,0),U43,\"X\")))","v":"NA"},{"$f":"IF($Q74=\"NA\",\"NA\",IF($P12=$O12,$V12,IF(ROUNDDOWN($O43,0)=ROUNDDOWN($P43,0),V43,\"X\")))","v":"NA"},12,null,{"$f":"IF(AA74=\"NA\",\"NA\",$Q$1*1000+AA74+$Q$3/10000)","v":"NA"},{"$f":"IF($AA74=\"NA\",\"NA\",IF($Z12=$Y12,$Z12,IF(ROUNDDOWN($Y43,0)=ROUNDDOWN($Z43,0),Z43,\"X\")))","v":"NA"},"NA",{"$f":"IF($AA74=\"NA\",\"NA\",IF($Z12=$Y12,$AB12,IF(ROUNDDOWN($Y43,0)=ROUNDDOWN($Z43,0),AB43,\"X\")))","v":"NA"},{"$f":"IF($AA74=\"NA\",\"NA\",IF($Z12=$Y12,$AC12,IF(ROUNDDOWN($Y43,0)=ROUNDDOWN($Z43,0),AC43,\"X\")))","v":"NA"},{"$f":"IF($AA74=\"NA\",\"NA\",IF($Z12=$Y12,$AD12,IF(ROUNDDOWN($Y43,0)=ROUNDDOWN($Z43,0),AD43,\"X\")))","v":"NA"},{"$f":"IF($AA74=\"NA\",\"NA\",IF($Z12=$Y12,$AE12,IF(ROUNDDOWN($Y43,0)=ROUNDDOWN($Z43,0),AE43,\"X\")))","v":"NA"},{"$f":"IF($AA74=\"NA\",\"NA\",IF($Z12=$Y12,$AF12,IF(ROUNDDOWN($Y43,0)=ROUNDDOWN($Z43,0),AF43,\"X\")))","v":"NA"},12,null,98052.035999999993,98,"X",52,"DLH",15,"52DLH15",480,720,240,{"$f":"MIN(AP74,360/'Roof Bay Analysis'!$I$51*AR74)","v":360},42,null,"18LH 9",36,266,323.1399575356358,null,0.90914488575328511,null,"18LH09",355.43284970238108]
[98052.051800000001,98052.077699999994,98,"X",52,"DLH",16,"52DLH16",518,777,267,{"$f":"MIN(I75,360/'Roof Bay Analysis'!$I$51*K75)","v":400.5},45,null,"NA","NA","NA","NA","NA","NA","NA","NA",14,null,"NA","NA","NA","NA","NA","NA","NA","NA",14,null,98052.040049999996,98,"X",52,"DLH",16,"52DLH16",518,777,267,{"$f":"MIN(AP75,360/'Roof Bay Analysis'!$I$51*AR75)","v":400.5},45,null,"20LH 2",40,108,180.47209333287466,null,0.98731039014803823,null,"20LH02",182.79164803057984]
[98052.059500000003,98052.089250000005,98,"X",52,"DLH",17,"52DLH17",595,892.5,304,{"$f":"MIN(I76,360/'Roof Bay Analysis'!$I$51*K76)","v":456},52,null,30016.018738750001,"X",16,"X","X","X","X","X",16,null,30016.012500000001,"X",16,"X","X","X","X","X",16,null,98052.045599999998,98,"X",52,"DLH",17,"52DLH17",595,892.5,304,{"$f":"MIN(AP76,360/'Roof Bay Analysis'!$I$51*AR76)","v":456},52,null,"20LH 3",40,123,205.53766185132949,null,1.0004130816704464,null,"20LH03",205.45279306837094]
[98056.0288,98056.0432,98,"X",56,"DLH",11,"56DLH11",288,432,169,{"$f":"MIN(I77,360/'Roof Bay Analysis'!$I$51*K77)","v":253.5},26,null,30018.018738750001,"X",18,"X","X","X","X","X",18,null,30018.012500000001,"X",18,"X","X","X","X","X",18,null,98056.025349999996,98,"X",56,"DLH",11,"56DLH11",288,432,169,{"$f":"MIN(AP77,360/'Roof Bay Analysis'!$I$51*AR77)","v":253.5},26,null,"20LH 4",40,139,232.27426827101462,null,0.9723581787073744,null,"20LH04",238.87727110990468]
[98056.033100000001,98056.049650000001,98,"X",56,"DLH",12,"56DLH12",331,496.5,184,{"$f":"MIN(I78,360/'Roof Bay Analysis'!$I$51*K78)","v":276},30,null,30020.018738750001,"X",20,"X","X","X","X","X",20,null,30020.012500000001,"X",20,"X","X","X","X","X",20,null,98056.027600000001,98,"X",56,"DLH",12,"56DLH12",331,496.5,184,{"$f":"MIN(AP78,360/'Roof Bay Analysis'!$I$51*AR78)","v":276},30,null,"20LH 5",40,161,269.03710209808168,null,0.95769222207917293,null,"20LH05",280.92230039625429]
[98056.040099999998,98056.060150000005,98,"X",56,"DLH",13,"56DLH13",401,601.5,223,{"$f":"MIN(I79,360/'Roof Bay Analysis'!$I$51*K79)","v":334.5},34,null,30022.018738750001,"X",22,"X","X","X","X","X",22,null,30022.012500000001,"X",22,"X","X","X","X","X",22,null,98056.033450000003,98,"X",56,"DLH",13,"56DLH13",401,601.5,223,{"$f":"MIN(AP79,360/'Roof Bay Analysis'!$I$51*AR79)","v":334.5},34,null,"20LH 6",40,178,297.44474641899717,null,0.92401796751399268,null,"20LH06",321.90363918923782]
[98056.045299999998,98056.067949999997,98,"X",56,"DLH",14,"56DLH14",453,679.5,249,{"$f":"MIN(I80,360/'Roof Bay Analysis'!$I$51*K80)","v":373.5},39,null,30024.018738750001,"X",24,"X","X","X","X","X",24,null,30024.012500000001,"X",24,"X","X","X","X","X",24,null,98056.037349999999,98,"X",56,"DLH",14,"56DLH14",453,679.5,249,{"$f":"MIN(AP80,360/'Roof Bay Analysis'!$I$51*AR80)","v":373.5},39,null,"20LH 7",40,202,337.54965604852492,null,0.98424638154485089,null,"20LH07",342.95239726328953]
[98056.051800000001,98056.077699999994,98,"X",56,"DLH",15,"56DLH15",518,777,281,{"$f":"MIN(I81,360/'Roof Bay Analysis'!$I$51*K81)","v":421.5},42,null,30026.018738750001,"X",26,"X","X","X","X","X",26,null,30026.012500000001,"X",26,"X","X","X","X","X",26,null,98056.042149999994,98,"X",56,"DLH",15,"56DLH15",518,777,281,{"$f":"MIN(AP81,360/'Roof Bay Analysis'!$I$51*AR81)","v":421.5},42,null,"20LH 8",40,225,375.98352777682226,null,0.98824398115743084,null,"20LH08",380.45617777147555]
[98056.055900000007,98056.083849999995,98,"X",56,"DLH",16,"56DLH16",559,838.5,313,{"$f":"MIN(I82,360/'Roof Bay Analysis'!$I$51*K82)","v":469.5},46,null,30028.018738750001,"X",28,"X","X","X","X","X",28,null,30028.012500000001,"X",28,"X","X","X","X","X",28,null,98056.046950000004,98,"X",56,"DLH",16,"56DLH16",559,838.5,313,{"$f":"MIN(AP82,360/'Roof Bay Analysis'!$I$51*AR82)","v":469.5},46,null,"20LH 9",40,244,407.73324790019836,null,0.91386203467274874,null,"20LH09",446.16499255952397]
[98056.064299999998,98056.096449999997,98,"X",56,"DLH",17,"56DLH17",643,964.5,356,{"$f":"MIN(I83,360/'Roof Bay Analysis'!$I$51*K83)","v":534},51,null,30030.018738750001,"X",30,"X","X","X","X","X",30,null,30030.012500000001,"X",30,"X","X","X","X","X",30,null,98056.053400000004,98,"X",56,"DLH",17,"56DLH17",643,964.5,356,{"$f":"MIN(AP83,360/'Roof Bay Analysis'!$I$51*AR83)","v":534},51,null,"20LH10",40,274,457.86438493710796,null,0.98442427102573815,null,"20LH10",465.10879344739044]
[99052.024600000004,99052.036900000006,99,"X",52,"DLH",10,"52DLH10",246,369,128,{"$f":"MIN(I84,360/'Roof Bay Analysis'!$I$51*K84)","v":192},25,null,"NA","NA","NA","NA","NA","NA","NA","NA",32,null,"NA","NA","NA","NA","NA","NA","NA","NA",32,null,99052.019199999995,99,"X",52,"DLH",10,"52DLH10",246,369,128,{"$f":"MIN(AP84,360/'Roof Bay Analysis'!$I$51*AR84)","v":192},25,null,"24LH 3",48,96,278.35971793358607,null,1.0001341624620117,null,"24LH03",278.32237751818525]
[99052.027000000002,99052.040500000003,99,"X",52,"DLH",11,"52DLH11",270,405,140,{"$f":"MIN(I85,360/'Roof Bay Analysis'!$I$51*K85)","v":210},26,null,"NA","NA","NA","NA","NA","NA","NA","NA",36,null,"NA","NA","NA","NA","NA","NA","NA","NA",36,null,99052.020999999993,99,"X",52,"DLH",11,"52DLH11",270,405,140,{"$f":"MIN(AP85,360/'Roof Bay Analysis'!$I$51*AR85)","v":210},26,null,"24LH 4",48,107,310.25510228014281,null,0.99687127206361992,null,"24LH04",311.22885268614948]
[99052.030100000004,99052.045150000005,99,"X",52,"DLH",12,"52DLH12",301,451.5,153,{"$f":"MIN(I86,360/'Roof Bay Analysis'!$I$51*K86)","v":229.5},29,null,"NA","NA","NA","NA","NA","NA","NA","NA",40,null,"NA","NA","NA","NA","NA","NA","NA","NA",40,null,99052.022949999999,99,"X",52,"DLH",12,"52DLH12",301,451.5,153,{"$f":"MIN(AP86,360/'Roof Bay Analysis'!$I$51*AR86)","v":229.5},29,null,"24LH 5",48,124,359.54796899754865,null,0.95059179529178495,null,"24LH05",378.23592711231544]
[99052.036600000007,99052.054900000003,99,"X",52,"DLH",13,"52DLH13",366,549,185,{"$f":"MIN(I87,360/'Roof Bay Analysis'!$I$51*K87)","v":277.5},34,null,"NA",{"$f":"IF($Q87=\"NA\",\"NA\",IF($P25=$O25,$P25,IF(ROUNDDOWN($O56,0)=ROUNDDOWN($P56,0),P56,\"X\")))","v":"NA"},"NA",{"$f":"IF($Q87=\"NA\",\"NA\",IF($P25=$O25,$R25,IF(ROUNDDOWN($O56,0)=ROUNDDOWN($P56,0),R56,\"X\")))","v":"NA"},{"$f":"IF($Q87=\"NA\",\"NA\",IF($P25=$O25,$S25,IF(ROUNDDOWN($O56,0)=ROUNDDOWN($P56,0),S56,\"X\")))","v":"NA"},{"$f":"IF($Q87=\"NA\",\"NA\",IF($P25=$O25,$T25,IF(ROUNDDOWN($O56,0)=ROUNDDOWN($P56,0),T56,\"X\")))","v":"NA"},{"$f":"IF($Q87=\"NA\",\"NA\",IF($P25=$O25,$U25,IF(ROUNDDOWN($O56,0)=ROUNDDOWN($P56,0),U56,\"X\")))","v":"NA"},{"$f":"IF($Q87=\"NA\",\"NA\",IF($P25=$O25,$V25,IF(ROUNDDOWN($O56,0)=ROUNDDOWN($P56,0),V56,\"X\")))","v":"NA"},44,null,"NA",{"$f":"IF($AA87=\"NA\",\"NA\",IF($Z25=$Y25,$Z25,IF(ROUNDDOWN($Y56,0)=ROUNDDOWN($Z56,0),Z56,\"X\")))","v":"NA"},"NA",{"$f":"IF($AA87=\"NA\",\"NA\",IF($Z25=$Y25,$AB25,IF(ROUNDDOWN($Y56,0)=ROUNDDOWN($Z56,0),AB56,\"X\")))","v":"NA"},{"$f":"IF($AA87=\"NA\",\"NA\",IF($Z25=$Y25,$AC25,IF(ROUNDDOWN($Y56,0)=ROUNDDOWN($Z56,0),AC56,\"X\")))","v":"NA"},{"$f":"IF($AA87=\"NA\",\"NA\",IF($Z25=$Y25,$AD25,IF(ROUNDDOWN($Y56,0)=ROUNDDOWN($Z56,0),AD56,\"X\")))","v":"NA"},{"$f":"IF($AA87=\"NA\",\"NA\",IF($Z25=$Y25,$AE25,IF(ROUNDDOWN($Y56,0)=ROUNDDOWN($Z56,0),AE56,\"X\")))","v":"NA"},{"$f":"IF($AA87=\"NA\",\"NA\",IF($Z25=$Y25,$AF25,IF(ROUNDDOWN($Y56,0)=ROUNDDOWN($Z56,0),AF56,\"X\")))","v":"NA"},44,null,99052.027749999994,99,"X",52,"DLH",13,"52DLH13",366,549,185,{"$f":"MIN(AP87,360/'Roof Bay Analysis'!$I$51*AR87)","v":277.5},34,null,"24LH 6",48,152,440.73622006151123,null,0.93254166663338556,null,"24LH06",472.61826021418938]
[99052.042100000006,99052.063150000002,99,"X",52,"DLH",14,"52DLH14",421,631.5,207,{"$f":"MIN(I88,360/'Roof Bay Analysis'!$I$51*K88)","v":310.5},39,null,"NA","NA","NA","NA","NA","NA","NA","NA",48,null,"NA","NA","NA","NA","NA","NA","NA","NA",48,null,99052.031050000005,99,"X",52,"DLH",14,"52DLH14",421,631.5,207,{"$f":"MIN(AP88,360/'Roof Bay Analysis'!$I$51*AR88)","v":310.5},39,null,"24LH 7",48,171,495.82824756920019,null,0.98299043824195087,null,"24LH07",504.40800671059856]
[99052.047000000006,99052.070500000002,99,"X",52,"DLH",15,"52DLH15",470,705,233,{"$f":"MIN(I89,360/'Roof Bay Analysis'!$I$51*K89)","v":349.5},42,null,"NA","NA","NA","NA","NA","NA","NA","NA",52,null,"NA","NA","NA","NA","NA","NA","NA","NA",52,null,99052.034950000001,99,"X",52,"DLH",15,"52DLH15",470,705,233,{"$f":"MIN(AP89,360/'Roof Bay Analysis'!$I$51*AR89)","v":349.5},42,null,"24LH 8",48,184,533.52279270603992,null,0.98711451373822079,null,"24LH08",540.48723352833633]
[99052.050700000007,99052.076050000003,99,"X",52,"DLH",16,"52DLH16",507,760.5,260,{"$f":"MIN(I90,360/'Roof Bay Analysis'!$I$51*K90)","v":390},45,null,"NA","NA","NA","NA","NA","NA","NA","NA",56,null,"NA","NA","NA","NA","NA","NA","NA","NA",56,null,99052.039000000004,99,"X",52,"DLH",16,"52DLH16",507,760.5,260,{"$f":"MIN(AP90,360/'Roof Bay Analysis'!$I$51*AR90)","v":390},45,null,"24LH 9",48,209,606.01230258457804,null,0.91981213099552739,null,"24LH09",658.8435639880953]
[99052.058300000004,99052.087450000006,99,"X",52,"DLH",17,"52DLH17",583,874.5,296,{"$f":"MIN(I91,360/'Roof Bay Analysis'!$I$51*K91)","v":444},52,null,"NA","NA","NA","NA","NA","NA","NA","NA",60,null,"NA","NA","NA","NA","NA","NA","NA","NA",60,null,99052.044399999999,99,"X",52,"DLH",17,"52DLH17",583,874.5,296,{"$f":"MIN(AP91,360/'Roof Bay Analysis'!$I$51*AR91)","v":444},52,null,"24LH10",48,234,678.50181246311604,null,0.93746275612253382,null,"24LH10",723.76401945767589]
[99056.028300000005,99056.042449999994,99,"X",56,"DLH",11,"56DLH11",283,424.5,163,{"$f":"MIN(I92,360/'Roof Bay Analysis'!$I$51*K92)","v":244.5},26,null,"NA","NA","NA","NA","NA","NA","NA","NA",64,null,"NA","NA","NA","NA","NA","NA","NA","NA",64,null,99056.024449999997,99,"X",56,"DLH",11,"56DLH11",283,424.5,163,{"$f":"MIN(AP92,360/'Roof Bay Analysis'!$I$51*AR92)","v":244.5},26,null,"24LH11",48,259,750.99132234165415,null,0.9879196371033454,null,"24LH11",760.17450624184085]
[99056.032399999996,99056.048599999995,99,"X",56,"DLH",12,"56DLH12",324,486,178,{"$f":"MIN(I93,360/'Roof Bay Analysis'!$I$51*K93)","v":267},30,null,"NA","NA","NA","NA","NA","NA","NA","NA",68,null,"NA","NA","NA","NA","NA","NA","NA","NA",68,null,99056.026700000002,99,"X",56,"DLH",12,"56DLH12",324,486,178,{"$f":"MIN(AP93,360/'Roof Bay Analysis'!$I$51*AR93)","v":267},30,null,"28LH 5",56,97,447.95573092483386,null,0.95457231933067044,null,"28LH05",469.27374893809264]
[99056.039399999994,99056.059099999999,99,"X",56,"DLH",13,"56DLH13",394,591,216,{"$f":"MIN(I94,360/'Roof Bay Analysis'!$I$51*K94)","v":324},34,null,"NA","NA","NA","NA","NA","NA","NA","NA",72,null,"NA","NA","NA","NA","NA","NA","NA","NA",72,null,99056.032399999996,99,"X",56,"DLH",13,"56DLH13",394,591,216,{"$f":"MIN(AP94,360/'Roof Bay Analysis'!$I$51*AR94)","v":324},34,null,"28LH 6",56,126,581.88064017040278,null,0.97912610575296011,null,"28LH06",594.28569696130137]
[99056.044399999999,99056.066600000006,99,"X",56,"DLH",14,"56DLH14",444,666,242,{"$f":"MIN(I95,360/'Roof Bay Analysis'!$I$51*K95)","v":363},39,null,"NA","NA","NA","NA","NA","NA","NA","NA",80,null,"NA","NA","NA","NA","NA","NA","NA","NA",80,null,99056.036300000007,99,"X",56,"DLH",14,"56DLH14",444,666,242,{"$f":"MIN(AP95,360/'Roof Bay Analysis'!$I$51*AR95)","v":363},39,null,"28LH 7",56,142,655.77024527140622,null,0.97568953736411157,null,"28LH07",672.10953910914327]
[99056.050799999997,99056.076199999996,99,"X",56,"DLH",15,"56DLH15",508,762,272,{"$f":"MIN(I96,360/'Roof Bay Analysis'!$I$51*K96)","v":408},42,null,"NA","NA","NA","NA","NA","NA","NA","NA",88,null,"NA","NA","NA","NA","NA","NA","NA","NA",88,null,99056.040800000002,99,"X",56,"DLH",15,"56DLH15",508,762,272,{"$f":"MIN(AP96,360/'Roof Bay Analysis'!$I$51*AR96)","v":408},42,null,"28LH 8",56,148,683.4788471842827,null,0.98052324145182779,null,"28LH08",697.05522346648161]
[99056.054799999998,99056.082200000004,99,"X",56,"DLH",16,"56DLH16",548,822,304,{"$f":"MIN(I97,360/'Roof Bay Analysis'!$I$51*K97)","v":456},46,null,"NA","NA","NA","NA","NA","NA","NA","NA",96,null,"NA","NA","NA","NA","NA","NA","NA","NA",96,null,99056.045599999998,99,"X",56,"DLH",16,"56DLH16",548,822,304,{"$f":"MIN(AP97,360/'Roof Bay Analysis'!$I$51*AR97)","v":456},46,null,"28LH 9",56,183,845.11235834272782,null,0.92550021184366427,null,"28LH09",913.14118303571433]
[99056.062999999995,99056.094500000007,99,"X",56,"DLH",17,"56DLH17",630,945,345,{"$f":"MIN(I98,360/'Roof Bay Analysis'!$I$51*K98)","v":517.5},51,null,"NA","NA","NA","NA","NA","NA","NA","NA",104,null,"NA","NA","NA","NA","NA","NA","NA","NA",104,null,99056.051749999999,99,"X",56,"DLH",17,"56DLH17",630,945,345,{"$f":"MIN(AP98,360/'Roof Bay Analysis'!$I$51*AR98)","v":517.5},51,null,"28LH10",56,204,942.09246503779502,null,0.98667339564552925,null,"28LH10",954.81693252855246]
[100052.0241,100052.03615,100,"X",52,"DLH",10,"52DLH10",241,361.5,124,{"$f":"MIN(I99,360/'Roof Bay Analysis'!$I$51*K99)","v":186},25,null,"NA","NA","NA","NA","NA","NA","NA","NA",112,null,"NA","NA","NA","NA","NA","NA","NA","NA",112,null,100052.0186,100,"X",52,"DLH",10,"52DLH10",241,361.5,124,{"$f":"MIN(AP99,360/'Roof Bay Analysis'!$I$51*AR99)","v":186},25,null,"28LH11",56,223,1029.8363710952367,null,0.97593166129313669,null,"28LH11",1055.234102898839]
[100052.0264,100052.0396,100,"X",52,"DLH",11,"52DLH11",264,396,135,{"$f":"MIN(I100,360/'Roof Bay Analysis'!$I$51*K100)","v":202.5},26,null,"NA","NA","NA","NA","NA","NA","NA","NA",120,null,"NA","NA","NA","NA","NA","NA","NA","NA",120,null,100052.02025,100,"X",52,"DLH",11,"52DLH11",264,396,135,{"$f":"MIN(AP100,360/'Roof Bay Analysis'!$I$51*AR100)","v":202.5},26,null,"28LH12",56,256,1182.2336816160564,null,0.95771736645621464,null,"28LH12",1234.4285725867187]
[100052.0295,100052.04425000001,100,"X",52,"DLH",12,"52DLH12",295,442.5,149,{"$f":"MIN(I101,360/'Roof Bay Analysis'!$I$51*K101)","v":223.5},29,null,null,null,null,null,null,null,null,null,null,null,null,null,null,null,null,null,null,null,null,null,100052.02235,100,"X",52,"DLH",12,"52DLH12",295,442.5,149,{"$f":"MIN(AP101,360/'Roof Bay Analysis'!$I$51*AR101)","v":223.5},29,null,"28LH13",56,281,1297.6861895863744,null,0.98090854185603515,null,"28LH13",1322.9431024537166]
[100052.0358,100052.0537,100,"X",52,"DLH",13,"52DLH13",358,537,180,{"$f":"MIN(I102,360/'Roof Bay Analysis'!$I$51*K102)","v":270},34,null,"Return \"NA\" if deflection is inadequate.",null,null,null,null,null,null,null,null,null,"Return \"NA\" if total load (strength) is inadequate.",null,null,null,null,null,null,null,null,null,100052.027,100,"X",52,"DLH",13,"52DLH13",358,537,180,{"$f":"MIN(AP102,360/'Roof Bay Analysis'!$I$51*AR102)","v":270},34,null,"32LH 6",64,104,718.5178932093678,null,0.95729477956690279,null,"32LH06",750.57120183444238]
[100052.0413,100052.06195,100,"X",52,"DLH",14,"52DLH14",413,619.5,201,{"$f":"MIN(I103,360/'Roof Bay Analysis'!$I$51*K103)","v":301.5},39,null,null,null,null,null,null,null,null,null,null,null,null,null,null,null,null,null,null,null,null,null,100052.03015000001,100,"X",52,"DLH",14,"52DLH14",413,619.5,201,{"$f":"MIN(AP103,360/'Roof Bay Analysis'!$I$51*AR103)","v":301.5},39,null,"32LH 7",64,116,801.42380396429473,null,0.9309120850067174,null,"32LH07",860.90170798299573]
[100052.04610000001,100052.06915,100,"X",52,"DLH",15,"52DLH15",461,691.5,226,{"$f":"MIN(I104,360/'Roof Bay Analysis'!$I$51*K104)","v":339},42,null,{"$f":"IF(Q104=\"NA\",\"NA\",$Q$1*1000+Q104+$Q$2/10000)","v":"NA"},{"$f":"IF($Q$3>$U73,\"NA\",P73)","v":"NA"},{"$f":"IF(W104<$T$2,\"NA\",IF(W104>$T$3,\"NA\",W104))","v":"NA"},{"$f":"IF($Q$3>$U73,\"NA\",R73)","v":"NA"},{"$f":"IF($Q$3>$U73,\"NA\",S73)","v":"NA"},"NA","NA",{"$f":"IF($Q$3>$U73,\"NA\",V73)","v":"NA"},10,null,{"$f":"IF(AA104=\"NA\",\"NA\",$Q$1*1000+AA104+$Q$3/10000)","v":"NA"},{"$f":"IF($O$1=\"ASD\",IF($Q$2>$AC73,\"NA\",Z73),IF($Q$2>$AD73,\"NA\",Z73))","v":"NA"},{"$f":"IF(AG104<$T$2,\"NA\",IF(AG104>$T$3,\"NA\",AG104))","v":"NA"},{"$f":"IF($O$1=\"ASD\",IF($Q$2>$AC73,\"NA\",AB73),IF($Q$2>$AD73,\"NA\",AB73))","v":"NA"},{"$f":"IF($O$1=\"ASD\",IF($Q$2>$AC73,\"NA\",AC73),IF($Q$2>$AD73,\"NA\",AC73))","v":"NA"},"NA","NA","NA",10,null,100052.03389999999,100,"X",52,"DLH",15,"52DLH15",461,691.5,226,{"$f":"MIN(AP104,360/'Roof Bay Analysis'!$I$51*AR104)","v":339},42,null,"32LH 8",64,125,863.60323703049016,null,0.97266476902571741,null,"32LH08",887.87346322364465]
[100052.0497,100052.07455,100,"X",52,"DLH",16,"52DLH16",497,745.5,252,{"$f":"MIN(I105,360/'Roof Bay Analysis'!$I$51*K105)","v":378},45,null,{"$f":"IF(Q105=\"NA\",\"NA\",$Q$1*1000+Q105+$Q$2/10000)","v":"NA"},{"$f":"IF($Q$3>$U74,\"NA\",P74)","v":"NA"},"NA",{"$f":"IF($Q$3>$U74,\"NA\",R74)","v":"NA"},"NA","NA","NA","NA",12,null,{"$f":"IF(AA105=\"NA\",\"NA\",$Q$1*1000+AA105+$Q$3/10000)","v":"NA"},{"$f":"IF($O$1=\"ASD\",IF($Q$2>$AC74,\"NA\",Z74),IF($Q$2>$AD74,\"NA\",Z74))","v":"NA"},"NA",{"$f":"IF($O$1=\"ASD\",IF($Q$2>$AC74,\"NA\",AB74),IF($Q$2>$AD74,\"NA\",AB74))","v":"NA"},"NA","NA","NA","NA",12,null,100052.03780000001,100,"X",52,"DLH",16,"52DLH16",497,745.5,252,{"$f":"MIN(AP105,360/'Roof Bay Analysis'!$I$51*AR105)","v":378},45,null,"32LH 9",64,157,1084.6856657102956,null,0.97521293457070013,null,"32LH09",1112.2552083333335]
[100052.0572,100052.0858,100,"X",52,"DLH",17,"52DLH17",572,858,286,{"$f":"MIN(I106,360/'Roof Bay Analysis'!$I$51*K106)","v":429},52,null,"NA","NA","NA","NA","NA","NA","NA","NA",14,null,"NA","NA","NA","NA","NA","NA","NA","NA",14,null,100052.0429,100,"X",52,"DLH",17,"52DLH17",572,858,286,{"$f":"MIN(AP106,360/'Roof Bay Analysis'!$I$51*AR106)","v":429},52,null,"32LH10",64,169,1167.5915764652225,null,0.96570364830155486,null,"32LH10",1209.0578497023812]
[100056.02770000001,100056.04154999999,100,"X",56,"DLH",11,"56DLH11",277,415.5,158,{"$f":"MIN(I107,360/'Roof Bay Analysis'!$I$51*K107)","v":237},26,null,30016.018738750001,"X",16,"X","X","X","X","X",16,null,30016.012500000001,"X",16,"X","X","X","X","X",16,null,100056.02370000001,100,"X",56,"DLH",11,"56DLH11",277,415.5,158,{"$f":"MIN(AP107,360/'Roof Bay Analysis'!$I$51*AR107)","v":237},26,null,"32LH11",64,187,1291.9504425976133,null,0.97026027362693501,null,"32LH11",1331.5503867515533]
[100056.0318,100056.0477,100,"X",56,"DLH",12,"56DLH12",318,477,173,{"$f":"MIN(I108,360/'Roof Bay Analysis'!$I$51*K108)","v":259.5},30,null,30018.018738750001,"X",18,"X","X","X","X","X",18,null,30018.012500000001,"X",18,"X","X","X","X","X",18,null,100056.02595,100,"X",56,"DLH",12,"56DLH12",318,477,173,{"$f":"MIN(AP108,360/'Roof Bay Analysis'!$I$51*AR108)","v":259.5},30,null,"32LH12",64,221,1526.8505230699063,null,0.98214340936757272,null,"32LH12",1554.6105675678102]
[100056.0386,100056.0579,100,"X",56,"DLH",13,"56DLH13",386,579,209,{"$f":"MIN(I109,360/'Roof Bay Analysis'!$I$51*K109)","v":313.5},34,null,30020.018738750001,"X",20,"X","X","X","X","X",20,null,30020.012500000001,"X",20,"X","X","X","X","X",20,null,100056.03135,100,"X",56,"DLH",13,"56DLH13",386,579,209,{"$f":"MIN(AP109,360/'Roof Bay Analysis'!$I$51*AR109)","v":313.5},34,null,"32LH13",64,249,1720.2976481647365,null,0.97960536224568917,null,"32LH13",1756.1129353365857]
[100056.0435,100056.06525,100,"X",56,"DLH",14,"56DLH14",435,652.5,234,{"$f":"MIN(I110,360/'Roof Bay Analysis'!$I$51*K110)","v":351},39,null,30022.018738750001,"X",22,"X","X","X","X","X",22,null,30022.012500000001,"X",22,"X","X","X","X","X",22,null,100056.03509999999,100,"X",56,"DLH",14,"56DLH14",435,652.5,234,{"$f":"MIN(AP110,360/'Roof Bay Analysis'!$I$51*AR110)","v":351},39,null,"32LH14",64,264,1823.9300366083953,null,0.96203272601634982,null,"32LH14",1895.9126724940513]
[100056.04979999999,100056.0747,100,"X",56,"DLH",15,"56DLH15",498,747,264,{"$f":"MIN(I111,360/'Roof Bay Analysis'!$I$51*K111)","v":396},42,null,30024.018738750001,"X",24,"X","X","X","X","X",24,null,30024.012500000001,"X",24,"X","X","X","X","X",24,null,100056.0396,100,"X",56,"DLH",15,"56DLH15",498,747,264,{"$f":"MIN(AP111,360/'Roof Bay Analysis'!$I$51*AR111)","v":396},42,null,"32LH15",64,292,2017.3771617032251,null,0.97417615566843163,null,"32LH15",2070.854588222805]
[100056.0537,100056.08055,100,"X",56,"DLH",16,"56DLH16",537,805.5,294,{"$f":"MIN(I112,360/'Roof Bay Analysis'!$I$51*K112)","v":441},46,null,30026.018738750001,"X",26,"X","X","X","X","X",26,null,30026.012500000001,"X",26,"X","X","X","X","X",26,null,100056.0441,100,"X",56,"DLH",16,"56DLH16",537,805.5,294,{"$f":"MIN(AP112,360/'Roof Bay Analysis'!$I$51*AR112)","v":441},46,null,"36LH 7",72,95,936.1286083863364,null,0.97765106341174912,null,"36LH07",957.52834873363702]
[100056.0618,100056.09269999999,100,"X",56,"DLH",17,"56DLH17",618,927,335,{"$f":"MIN(I113,360/'Roof Bay Analysis'!$I$51*K113)","v":502.5},51,null,30028.018738750001,"X",28,"X","X","X","X","X",28,null,30028.012500000001,{"$f":"IF($O$1=\"ASD\",IF($Q$2>$AC82,\"NA\",Z82),IF($Q$2>$AD82,\"NA\",Z82))","v":"X"},28,"X","X","X","X","X",28,null,100056.05025,100,"X",56,"DLH",17,"56DLH17",618,927,335,{"$f":"MIN(AP113,360/'Roof Bay Analysis'!$I$51*AR113)","v":502.5},51,null,"36LH 8",72,104,1024.8144765492527,null,0.93294671468278112,null,"36LH08",1098.4705347268502]
[101052.0236,101052.03539999999,101,"X",52,"DLH",10,"52DLH10",236,354,120,{"$f":"MIN(I114,360/'Roof Bay Analysis'!$I$51*K114)","v":180},25,null,30030.018738750001,"X",30,"X","X","X","X","X",30,null,30030.012500000001,"X",30,"X","X","X","X","X",30,null,101052.018,101,"X",52,"DLH",10,"52DLH10",236,354,120,{"$f":"MIN(AP114,360/'Roof Bay Analysis'!$I$51*AR114)","v":180},25,null,"36LH 9",72,133,1310.5800517408711,null,0.9993729877151003,null,"36LH09",1311.4023171041413]
[101052.02589999999,101052.03885,101,"X",52,"DLH",11,"52DLH11",259,388.5,132,{"$f":"MIN(I115,360/'Roof Bay Analysis'!$I$51*K115)","v":198},26,null,"NA","NA","NA","NA","NA","NA","NA","NA",32,null,"NA","NA","NA","NA","NA","NA","NA","NA",32,null,101052.01979999999,101,"X",52,"DLH",11,"52DLH11",259,388.5,132,{"$f":"MIN(AP115,360/'Roof Bay Analysis'!$I$51*AR115)","v":198},26,null,"36LH10",72,146,1438.6818613095279,null,0.93022620474360274,null,"36LH10",1546.593563988095]
[101052.0289,101052.04335000001,101,"X",52,"DLH",12,"52DLH12",289,433.5,144,{"$f":"MIN(I116,360/'Roof Bay Analysis'!$I$51*K116)","v":216},29,null,"NA","NA","NA","NA","NA","NA","NA","NA",36,null,"NA","NA","NA","NA","NA","NA","NA","NA",36,null,101052.02159999999,101,"X",52,"DLH",12,"52DLH12",289,433.5,144,{"$f":"MIN(AP116,360/'Roof Bay Analysis'!$I$51*AR116)","v":216},29,null,"36LH11",72,159,1566.7836708781842,null,0.96713883170216708,null,"36LH11",1620.0194010622452]
[101052.03509999999,101052.05265,101,"X",52,"DLH",13,"52DLH13",351,526.5,174,{"$f":"MIN(I117,360/'Roof Bay Analysis'!$I$51*K117)","v":261},34,null,"NA","NA","NA","NA","NA","NA","NA","NA",40,null,"NA","NA","NA","NA","NA","NA","NA","NA",40,null,101052.0261,101,"X",52,"DLH",13,"52DLH13",351,526.5,174,{"$f":"MIN(AP117,360/'Roof Bay Analysis'!$I$51*AR117)","v":261},34,null,"36LH12",72,187,1842.6952607183678,null,0.97220721895944751,null,"36LH12",1895.3729459966394]
[101052.0405,101052.06075,101,"X",52,"DLH",14,"52DLH14",405,607.5,194,{"$f":"MIN(I118,360/'Roof Bay Analysis'!$I$51*K118)","v":291},39,null,"NA","NA","NA","NA","NA","NA","NA","NA",44,null,"NA","NA","NA","NA","NA","NA","NA","NA",44,null,101052.0291,101,"X",52,"DLH",14,"52DLH14",405,607.5,194,{"$f":"MIN(AP118,360/'Roof Bay Analysis'!$I$51*AR118)","v":291},39,null,"36LH13",72,222,2187.5847480185967,null,0.97189400635175993,null,"36LH13",2250.8470406461574]
[101052.0451,101052.06765,101,"X",52,"DLH",15,"52DLH15",451,676.5,219,{"$f":"MIN(I119,360/'Roof Bay Analysis'!$I$51*K119)","v":328.5},42,null,"NA","NA","NA","NA","NA","NA","NA","NA",48,null,"NA","NA","NA","NA","NA","NA","NA","NA",48,null,101052.03285,101,"X",52,"DLH",15,"52DLH15",451,676.5,219,{"$f":"MIN(AP119,360/'Roof Bay Analysis'!$I$51*AR119)","v":328.5},42,null,"36LH14",72,237,2335.3945282901236,null,1.0011532484544319,null,"36LH14",2332.7043406146631]
[101052.0487,101052.07305000001,101,"X",52,"DLH",16,"52DLH16",487,730.5,245,{"$f":"MIN(I120,360/'Roof Bay Analysis'!$I$51*K120)","v":367.5},45,null,"NA","NA","NA",{"$f":"IF($Q$3>$U89,\"NA\",R89)","v":"NA"},"NA","NA","NA",{"$f":"IF($Q$3>$U89,\"NA\",V89)","v":"NA"},52,null,"NA",{"$f":"IF($O$1=\"ASD\",IF($Q$2>$AC89,\"NA\",Z89),IF($Q$2>$AD89,\"NA\",Z89))","v":"NA"},"NA",{"$f":"IF($O$1=\"ASD\",IF($Q$2>$AC89,\"NA\",AB89),IF($Q$2>$AD89,\"NA\",AB89))","v":"NA"},"NA","NA","NA","NA",52,null,101052.03675,101,"X",52,"DLH",16,"52DLH16",487,730.5,245,{"$f":"MIN(AP120,360/'Roof Bay Analysis'!$I$51*AR120)","v":367.5},45,null,"36LH15",72,263,2591.5981474274367,null,0.97540583654704827,null,"36LH15",2656.943448894805]
[101052.056,101052.084,101,"X",52,"DLH",17,"52DLH17",560,840,279,{"$f":"MIN(I121,360/'Roof Bay Analysis'!$I$51*K121)","v":418.5},52,null,"NA","NA","NA",{"$f":"IF($Q$3>$U90,\"NA\",R90)","v":"NA"},"NA","NA","NA","NA",56,null,"NA","NA","NA",{"$f":"IF($O$1=\"ASD\",IF($Q$2>$AC90,\"NA\",AB90),IF($Q$2>$AD90,\"NA\",AB90))","v":"NA"},"NA","NA","NA","NA",56,null,101052.04184999999,101,"X",52,"DLH",17,"52DLH17",560,840,279,{"$f":"MIN(AP121,360/'Roof Bay Analysis'!$I$51*AR121)","v":418.5},52,null,"40LH 8",80,86,1164.0793941212237,null,0.97847348960411495,null,"40LH08",1189.6892521760644]
[101056.0272,101056.0408,101,"X",56,"DLH",11,"56DLH11",272,408,153,{"$f":"MIN(I122,360/'Roof Bay Analysis'!$I$51*K122)","v":229.5},26,null,"NA","NA","NA","NA","NA","NA","NA","NA",60,null,"NA","NA","NA","NA","NA","NA","NA","NA",60,null,101056.02295,101,"X",56,"DLH",11,"56DLH11",272,408,153,{"$f":"MIN(AP122,360/'Roof Bay Analysis'!$I$51*AR122)","v":229.5},26,null,"40LH 9",80,113,1529.546180647654,null,1.0088630209670204,null,"40LH09",1516.1088758923345]
[101056.0312,101056.0468,101,"X",56,"DLH",12,"56DLH12",312,468,168,{"$f":"MIN(I123,360/'Roof Bay Analysis'!$I$51*K123)","v":252},30,null,"NA","NA","NA","NA","NA","NA","NA","NA",64,null,"NA","NA","NA","NA","NA","NA","NA","NA",64,null,101056.0252,101,"X",56,"DLH",12,"56DLH12",312,468,168,{"$f":"MIN(AP123,360/'Roof Bay Analysis'!$I$51*AR123)","v":252},30,null,"40LH10",80,124,1678.4400566399036,null,0.94834777675791981,null,"40LH10",1769.8571112571406]
[101056.0379,101056.05684999999,101,"X",56,"DLH",13,"56DLH13",379,568.5,204,{"$f":"MIN(I124,360/'Roof Bay Analysis'!$I$51*K124)","v":306},34,null,"NA","NA","NA","NA","NA","NA","NA","NA",68,null,"NA","NA","NA","NA","NA","NA","NA","NA",68,null,101056.0306,101,"X",56,"DLH",13,"56DLH13",379,568.5,204,{"$f":"MIN(AP124,360/'Roof Bay Analysis'!$I$51*AR124)","v":306},34,null,"40LH11",80,135,1827.3339326321532,null,0.94889550626244246,null,"40LH11",1925.7483258928567]
[101056.04270000001,101056.06405,101,"X",56,"DLH",14,"56DLH14",427,640.5,228,{"$f":"MIN(I125,360/'Roof Bay Analysis'!$I$51*K125)","v":342},39,null,"NA","NA","NA","NA","NA","NA","NA","NA",72,null,"NA","NA","NA","NA","NA","NA","NA","NA",72,null,101056.03419999999,101,"X",56,"DLH",14,"56DLH14",427,640.5,228,{"$f":"MIN(AP125,360/'Roof Bay Analysis'!$I$51*AR125)","v":342},39,null,"40LH12",80,163,2206.3365260669702,null,0.98859845092330878,null,"40LH12",2231.7823015060826]
[101056.0488,101056.0732,101,"X",56,"DLH",15,"56DLH15",488,732,256,{"$f":"MIN(I126,360/'Roof Bay Analysis'!$I$51*K126)","v":384},42,null,"NA","NA","NA","NA","NA","NA","NA","NA",80,null,"NA","NA","NA","NA","NA","NA","NA","NA",80,null,101056.0384,101,"X",56,"DLH",15,"56DLH15",488,732,256,{"$f":"MIN(AP126,360/'Roof Bay Analysis'!$I$51*AR126)","v":384},42,null,"40LH13",80,192,2598.8749264101734,null,0.96210089653194553,null,"40LH13",2701.2498749125534]
[101056.0526,101056.07889999999,101,"X",56,"DLH",16,"56DLH16",526,789,285,{"$f":"MIN(I127,360/'Roof Bay Analysis'!$I$51*K127)","v":427.5},46,null,"NA","NA","NA","NA","NA","NA","NA","NA",88,null,"NA","NA","NA","NA","NA","NA","NA","NA",88,null,101056.04274999999,101,"X",56,"DLH",16,"56DLH16",526,789,285,{"$f":"MIN(AP127,360/'Roof Bay Analysis'!$I$51*AR127)","v":427.5},46,null,"40LH14",80,216,2923.7342922114449,null,0.96328997861606835,null,"40LH14",3035.1548932460523]
[101056.06050000001,101056.09075,101,"X",56,"DLH",17,"56DLH17",605,907.5,325,{"$f":"MIN(I128,360/'Roof Bay Analysis'!$I$51*K128)","v":487.5},51,null,"NA","NA","NA","NA","NA","NA","NA","NA",96,null,"NA","NA","NA","NA","NA","NA","NA","NA",96,null,101056.04875,101,"X",56,"DLH",17,"56DLH17",605,907.5,325,{"$f":"MIN(AP128,360/'Roof Bay Analysis'!$I$51*AR128)","v":487.5},51,null,"40LH15",80,239,3235.0578511043304,null,0.97550171326334889,null,"40LH15",3316.3015575668046]
[102052.02310000001,102052.03465,102,"X",52,"DLH",10,"52DLH10",231,346.5,116,{"$f":"MIN(I129,360/'Roof Bay Analysis'!$I$51*K129)","v":174},25,null,"NA","NA","NA","NA","NA","NA","NA","NA",104,null,"NA",{"$f":"IF($O$1=\"ASD\",IF($Q$2>$AC98,\"NA\",Z98),IF($Q$2>$AD98,\"NA\",Z98))","v":"NA"},"NA","NA","NA","NA","NA","NA",104,null,102052.0174,102,"X",52,"DLH",10,"52DLH10",231,346.5,116,{"$f":"MIN(AP129,360/'Roof Bay Analysis'!$I$51*AR129)","v":174},25,null,"40LH16",80,282,3817.0975481649421,null,0.9984233153844142,null,"40LH16",3823.1254111842113]
[102052.0254,102052.03810000001,102,"X",52,"DLH",11,"52DLH11",254,381,128,{"$f":"MIN(I130,360/'Roof Bay Analysis'!$I$51*K130)","v":192},26,null,"NA","NA","NA","NA","NA","NA","NA","NA",112,null,"NA","NA","NA","NA","NA","NA","NA","NA",112,null,102052.0192,102,"X",52,"DLH",11,"52DLH11",254,381,128,{"$f":"MIN(AP130,360/'Roof Bay Analysis'!$I$51*AR130)","v":192},26,null,"44LH 9",88,96,1731.5058039453622,null,0.97467664270735854,null,"44LH09",1776.4925597639849]
[102052.0284,102052.0426,102,"X",52,"DLH",12,"52DLH12",284,426,140,{"$f":"MIN(I131,360/'Roof Bay Analysis'!$I$51*K131)","v":210},29,null,"NA","NA","NA","NA","NA","NA","NA","NA",120,null,"NA","NA","NA","NA","NA","NA","NA","NA",120,null,102052.02099999999,102,"X",52,"DLH",12,"52DLH12",284,426,140,{"$f":"MIN(AP131,360/'Roof Bay Analysis'!$I$51*AR131)","v":210},29,null,"44LH10",88,106,1911.8709918563375]
[{"$f":"C132*1000+E132+I132/10000","v":102052.0344},{"$f":"C132*1000+E132+J132/10000","v":102052.05160000001},102,"X",52,"DLH",13,"52DLH13",344,{"$f":"1.5*I132","v":516},170,{"$f":"MIN(I132,360/'Roof Bay Analysis'!$I$51*K132)","v":255},34,null,null,null,null,null,null,null,null,null,null,null,null,null,null,null,null,null,null,null,null,null,{"$f":"AJ132*1000+AL132+AS132/10000","v":102052.0255},102,"X",52,"DLH",13,"52DLH13",344,{"$f":"1.5*AP132","v":516},170,{"$f":"MIN(AP132,360/'Roof Bay Analysis'!$I$51*AR132)","v":255},34,null,"44LH11",88,115,{"$f":"26.767*AX132*(AW132-0.33)^3*10^-6","v":2074.199660976215},null,"Average"]
[102052.03969999999,102052.05955000001,102,"X",{"$f":"VALUE(LEFT(H133,2))","v":52},{"$f":"MID(H133,3,LEN(H133)-4)","v":"DLH"},{"$f":"VALUE(RIGHT(H133,2))","v":14},"52DLH14",397,595.5,189,{"$f":"MIN(I133,360/'Roof Bay Analysis'!$I$51*K133)","v":283.5},39,null,"Select lightest joist option for total load (black load).",null,null,null,null,null,null,null,null,null,"Select lightest joist option for deflection (red load).",null,null,null,null,null,null,null,null,null,102052.02834999999,102,"X",{"$f":"VALUE(LEFT(AO133,2))","v":52},{"$f":"MID(AO133,3,LEN(AO133)-4)","v":"DLH"},{"$f":"VALUE(RIGHT(AO133,2))","v":14},"52DLH14",397,595.5,189,{"$f":"MIN(AP133,360/'Roof Bay Analysis'!$I$51*AR133)","v":283.5},39,null,"44LH12",88,139,2507.0761119625554,null,{"$f":"AVERAGE(BA4:BA130)","v":0.96479916903558238}]
[102052.04429999999,102052.06645,102,"X",52,"DLH",15,"52DLH15",443,664.5,213,{"$f":"MIN(I134,360/'Roof Bay Analysis'!$I$51*K134)","v":319.5},42,null,null,null,null,null,null,null,null,null,null,null,null,null,null,null,null,null,null,null,null,null,102052.03195,102,"X",52,"DLH",15,"52DLH15",443,664.5,213,{"$f":"MIN(AP134,360/'Roof Bay Analysis'!$I$51*AR134)","v":319.5},42,null,"44LH13",88,167,3012.0986381132861]
[102052.0478,102052.0717,102,"X",52,"DLH",16,"52DLH16",478,717,237,{"$f":"MIN(I135,360/'Roof Bay Analysis'!$I$51*K135)","v":355.5},45,null,null,{"$f":"INDEX($P$104:$P$131,MATCH($V$135,$V$104:$V$131,0))","v":{"$error":"#N/A"}},{"$f":"INDEX($Q$104:$Q$131,MATCH($V$135,$V$104:$V$131,0))","v":{"$error":"#N/A"}},{"$f":"INDEX($R$104:$R$131,MATCH($V$135,$V$104:$V$131,0))","v":{"$error":"#N/A"}},{"$f":"INDEX($S$104:$S$131,MATCH($V$135,$V$104:$V$131,0))","v":{"$error":"#N/A"}},{"$f":"INDEX($T$104:$T$131,MATCH($V$135,$V$104:$V$131,0))","v":{"$error":"#N/A"}},{"$f":"INDEX($U$104:$U$131,MATCH($V$135,$V$104:$V$131,0))","v":{"$error":"#N/A"}},{"$f":"MIN($V$104:$V$131)","v":0},null,null,null,{"$f":"INDEX($Z$104:$Z$131,MATCH($AF$135,$AF$104:$AF$131,0))","v":{"$error":"#N/A"}},{"$f":"INDEX($AA$104:$AA$131,MATCH($AF$135,$AF$104:$AF$131,0))","v":{"$error":"#N/A"}},{"$f":"INDEX($AB$104:$AB$131,MATCH($AF$135,$AF$104:$AF$131,0))","v":{"$error":"#N/A"}},{"$f":"INDEX($AC$104:$AC$131,MATCH($AF$135,$AF$104:$AF$131,0))","v":{"$error":"#N/A"}},{"$f":"INDEX($AD$104:$AD$131,MATCH($AF$135,$AF$104:$AF$131,0))","v":{"$error":"#N/A"}},{"$f":"INDEX($AE$104:$AE$131,MATCH($AF$135,$AF$104:$AF$131,0))","v":{"$error":"#N/A"}},{"$f":"MIN($AF$104:$AF$131)","v":0},null,null,102052.03555,102,"X",52,"DLH",16,"52DLH16",478,717,237,{"$f":"MIN(AP135,360/'Roof Bay Analysis'!$I$51*AR135)","v":355.5},45,null,"44LH14",88,187,3372.8290139352366]
[102052.0549,102052.08235,102,"X",52,"DLH",17,"52DLH17",549,823.5,270,{"$f":"MIN(I136,360/'Roof Bay Analysis'!$I$51*K136)","v":405},52,null,null,null,null,null,null,null,null,null,null,null,null,null,null,null,null,null,null,null,null,null,102052.0405,102,"X",52,"DLH",17,"52DLH17",549,823.5,270,{"$f":"MIN(AP136,360/'Roof Bay Analysis'!$I$51*AR136)","v":405},52,null,"44LH15",88,219,3949.9976152503573]
[102056.0267,102056.04005,102,"X",56,"DLH",11,"56DLH11",267,400.5,149,{"$f":"MIN(I137,360/'Roof Bay Analysis'!$I$51*K137)","v":223.5},26,null,"Copy lightest joist option for deflection (red load) from other tables.",null,null,null,null,null,null,null,null,null,null,null,null,null,null,null,null,null,null,null,102056.02235,102,"X",56,"DLH",11,"56DLH11",267,400.5,149,{"$f":"MIN(AP137,360/'Roof Bay Analysis'!$I$51*AR137)","v":223.5},26,null,"44LH16",88,255,4599.3122917298688]
[102056.0306,102056.0459,102,"X",56,"DLH",12,"56DLH12",306,459,163,{"$f":"MIN(I138,360/'Roof Bay Analysis'!$I$51*K138)","v":244.5},30,null,null,null,null,null,null,null,null,null,null,null,null,null,null,null,null,null,null,null,null,null,102056.02445,102,"X",56,"DLH",12,"56DLH12",306,459,163,{"$f":"MIN(AP138,360/'Roof Bay Analysis'!$I$51*AR138)","v":244.5},30,null,"44LH17",88,285,5140.407855462794]
[102056.03720000001,102056.0558,102,"X",56,"DLH",13,"56DLH13",372,558,197,{"$f":"MIN(I139,360/'Roof Bay Analysis'!$I$51*K139)","v":295.5},34,null,null,{"$f":"Z135","v":{"$error":"#N/A"}},{"$error":"#N/A"},{"$error":"#N/A"},{"$error":"#N/A"},{"$error":"#N/A"},{"$error":"#N/A"},0,null,null,null,null,null,null,null,null,null,null,null,null,102056.02955000001,102,"X",56,"DLH",13,"56DLH13",372,558,197,{"$f":"MIN(AP139,360/'Roof Bay Analysis'!$I$51*AR139)","v":295.5},34,null,"48LH10",96,90,2109.4514301211848]
[102056.0419,102056.06285,102,"X",56,"DLH",14,"56DLH14",419,628.5,221,{"$f":"MIN(I140,360/'Roof Bay Analysis'!$I$51*K140)","v":331.5},39,null,null,null,null,null,null,null,null,null,null,null,null,null,null,null,null,null,null,null,null,null,102056.03315,102,"X",56,"DLH",14,"56DLH14",419,628.5,221,{"$f":"MIN(AP140,360/'Roof Bay Analysis'!$I$51*AR140)","v":331.5},39,null,"48LH11",96,97,2273.5198746861661]
[102056.0478,102056.0717,102,"X",56,"DLH",15,"56DLH15",478,717,248,{"$f":"MIN(I141,360/'Roof Bay Analysis'!$I$51*K141)","v":372},42,null,"Select lighter joist option which meets total load and deflection requirements.",null,null,null,null,null,null,null,null,null,null,null,null,null,null,null,null,null,null,null,102056.03720000001,102,"X",56,"DLH",15,"56DLH15",478,717,248,{"$f":"MIN(AP141,360/'Roof Bay Analysis'!$I$51*AR141)","v":372},42,null,"48LH12",96,122,2859.4786052753843]
[102056.05160000001,102056.07739999999,102,"X",56,"DLH",16,"56DLH16",516,774,277,{"$f":"MIN(I142,360/'Roof Bay Analysis'!$I$51*K142)","v":415.5},46,null,null,null,null,null,null,null,null,null,null,null,null,null,null,null,null,null,null,null,null,null,102056.04154999999,102,"X",56,"DLH",16,"56DLH16",516,774,277,{"$f":"MIN(AP142,360/'Roof Bay Analysis'!$I$51*AR142)","v":415.5},46,null,"48LH13",96,145,3398.5606374174649]
[102056.0594,102056.0891,102,"X",56,"DLH",17,"56DLH17",594,891,316,{"$f":"MIN(I143,360/'Roof Bay Analysis'!$I$51*K143)","v":474},51,null,null,"ID","Depth","Type","ASD Load","LRFD Load",{"$f":"\"L/\"&'Roof Bay Analysis'!$I$51&\" Load\"","v":"L/240 Load"},"Weight",null,null,null,null,null,null,null,null,null,null,null,null,102056.0474,102,"X",56,"DLH",17,"56DLH17",594,891,316,{"$f":"MIN(AP143,360/'Roof Bay Analysis'!$I$51*AR143)","v":474},51,null,"48LH14",96,171,4007.9577172302515]
[103052.0227,103052.03405,103,"X",52,"DLH",10,"52DLH10",227,340.5,114,{"$f":"MIN(I144,360/'Roof Bay Analysis'!$I$51*K144)","v":171},25,null,null,{"$f":"INDEX(P135:P139,MATCH($V144,$V135:$V139,0))","v":{"$error":"#N/A"}},{"$error":"#N/A"},{"$error":"#N/A"},{"$error":"#N/A"},{"$error":"#N/A"},{"$error":"#N/A"},{"$f":"IF(AND(V135>0,V139>0),MIN(V135,V139),MAX(V135,V139))","v":0},null,null,null,null,null,null,null,null,null,null,null,null,103052.0171,103,"X",52,"DLH",10,"52DLH10",227,340.5,114,{"$f":"MIN(AP144,360/'Roof Bay Analysis'!$I$51*AR144)","v":171},25,null,"48LH15",96,195,4570.4780985959005]
[103052.0249,103052.03735,103,"X",52,"DLH",11,"52DLH11",249,373.5,124,{"$f":"MIN(I145,360/'Roof Bay Analysis'!$I$51*K145)","v":186},26,null,null,null,null,null,null,null,null,null,null,null,null,null,null,null,null,null,null,null,null,null,103052.0186,103,"X",52,"DLH",11,"52DLH11",249,373.5,124,{"$f":"MIN(AP145,360/'Roof Bay Analysis'!$I$51*AR145)","v":186},26,null,"48LH16",96,225,5273.6285753029624]
[103052.0278,103052.0417,103,"X",52,"DLH",12,"52DLH12",278,417,135,{"$f":"MIN(I146,360/'Roof Bay Analysis'!$I$51*K146)","v":202.5},29,null,null,null,null,null,null,null,"L/360 Load",null,null,null,null,null,null,null,null,null,null,null,null,null,103052.02025,103,"X",52,"DLH",12,"52DLH12",278,417,135,{"$f":"MIN(AP146,360/'Roof Bay Analysis'!$I$51*AR146)","v":202.5},29,null,"48LH17",96,252,5906.4640043393183]
[103052.0338,103052.05070000001,103,"X",52,"DLH",13,"52DLH13",338,507,164,{"$f":"MIN(I147,360/'Roof Bay Analysis'!$I$51*K147)","v":246},34,null,null,null,null,null,null,null,{"$f":"INDEX($K$4:$K$2957,MATCH($P$144,IF($O$1=\"ASD\",$A$4:$A$2957,$B$4:$B$2957)))","v":{"$error":"#N/A"}},null,null,null,null,null,null,null,null,null,null,null,null,null,103052.0246,103,"X",52,"DLH",13,"52DLH13",338,507,164,{"$f":"MIN(AP147,360/'Roof Bay Analysis'!$I$51*AR147)","v":246},34,null,"52DLH10",104,110,3280.5879072779908]
[103052.039,103052.0585,103,"X",52,"DLH",14,"52DLH14",390,585,184,{"$f":"MIN(I148,360/'Roof Bay Analysis'!$I$51*K148)","v":276},39,null,null,null,null,null,null,null,null,null,null,null,null,null,null,null,null,null,null,null,null,null,103052.0276,103,"X",52,"DLH",14,"52DLH14",390,585,184,{"$f":"MIN(AP148,360/'Roof Bay Analysis'!$I$51*AR148)","v":276},39,null,"52DLH11",104,120,3578.8231715759898]
[103052.0434,103052.06510000001,103,"X",52,"DLH",15,"52DLH15",434,651,207,{"$f":"MIN(I149,360/'Roof Bay Analysis'!$I$51*K149)","v":310.5},42,null,null,null,null,null,null,null,null,null,null,null,null,null,null,null,null,null,null,null,null,null,103052.03105000001,103,"X",52,"DLH",15,"52DLH15",434,651,207,{"$f":"MIN(AP149,360/'Roof Bay Analysis'!$I$51*AR149)","v":310.5},42,null,"52DLH12",104,132,3936.7054887335894]
[103052.0468,103052.0702,103,"X",52,"DLH",16,"52DLH16",468,702,230,{"$f":"MIN(I150,360/'Roof Bay Analysis'!$I$51*K150)","v":345},45,null,null,null,null,null,null,null,null,null,null,null,null,null,null,null,null,null,null,null,null,null,103052.03449999999,103,"X",52,"DLH",16,"52DLH16",468,702,230,{"$f":"MIN(AP150,360/'Roof Bay Analysis'!$I$51*AR150)","v":345},45,null,"52DLH13",104,159,4741.9407023381864]
[103052.0539,103052.08085,103,"X",52,"DLH",17,"52DLH17",539,808.5,263,{"$f":"MIN(I151,360/'Roof Bay Analysis'!$I$51*K151)","v":394.5},52,null,null,null,null,null,null,null,null,null,null,null,null,null,null,null,null,null,null,null,null,null,103052.03945,103,"X",52,"DLH",17,"52DLH17",539,808.5,263,{"$f":"MIN(AP151,360/'Roof Bay Analysis'!$I$51*AR151)","v":394.5},52,null,"52DLH14",104,178,5308.5877045043844]
[103056.02619999999,103056.0393,103,"X",56,"DLH",11,"56DLH11",262,393,145,{"$f":"MIN(I152,360/'Roof Bay Analysis'!$I$51*K152)","v":217.5},26,null,null,null,null,null,null,null,null,null,null,null,null,null,null,null,null,null,null,null,null,null,103056.02175,103,"X",56,"DLH",11,"56DLH11",262,393,145,{"$f":"MIN(AP152,360/'Roof Bay Analysis'!$I$51*AR152)","v":217.5},26,null,"52DLH15",104,201,5994.5288123897826]
[103056.03,103056.045,103,"X",56,"DLH",12,"56DLH12",300,450,158,{"$f":"MIN(I153,360/'Roof Bay Analysis'!$I$51*K153)","v":237},30,null,null,null,null,null,null,null,null,null,null,null,null,null,null,null,null,null,null,null,null,null,103056.02370000001,103,"X",56,"DLH",12,"56DLH12",300,450,158,{"$f":"MIN(AP153,360/'Roof Bay Analysis'!$I$51*AR153)","v":237},30,null,"52DLH16",104,224,6680.4699202751817]
[103056.0365,103056.05475,103,"X",56,"DLH",13,"56DLH13",365,547.5,191,{"$f":"MIN(I154,360/'Roof Bay Analysis'!$I$51*K154)","v":286.5},34,null,null,null,null,null,null,null,null,null,null,null,null,null,null,null,null,null,null,null,null,null,103056.02864999999,103,"X",56,"DLH",13,"56DLH13",365,547.5,191,{"$f":"MIN(AP154,360/'Roof Bay Analysis'!$I$51*AR154)","v":286.5},34,null,"52DLH17",104,255,7604.9992395989784]
[103056.0411,103056.06165,103,"X",56,"DLH",14,"56DLH14",411,616.5,214,{"$f":"MIN(I155,360/'Roof Bay Analysis'!$I$51*K155)","v":321},39,null,null,null,null,null,null,null,null,null,null,null,null,null,null,null,null,null,null,null,null,null,103056.0321,103,"X",56,"DLH",14,"56DLH14",411,616.5,214,{"$f":"MIN(AP155,360/'Roof Bay Analysis'!$I$51*AR155)","v":321},39,null,"56DLH11",112,113,4211.9934856183972]
[103056.0469,103056.07034999999,103,"X",56,"DLH",15,"56DLH15",469,703.5,242,{"$f":"MIN(I156,360/'Roof Bay Analysis'!$I$51*K156)","v":363},42,null,null,null,null,null,null,null,null,null,null,null,null,null,null,null,null,null,null,null,null,null,103056.03630000001,103,"X",56,"DLH",15,"56DLH15",469,703.5,242,{"$f":"MIN(AP156,360/'Roof Bay Analysis'!$I$51*AR156)","v":363},42,null,"56DLH12",112,123,4584.736271956308]
[103056.0506,103056.0759,103,"X",56,"DLH",16,"56DLH16",506,759,269,{"$f":"MIN(I157,360/'Roof Bay Analysis'!$I$51*K157)","v":403.5},46,null,null,null,null,null,null,null,null,null,null,null,null,null,null,null,null,null,null,null,null,null,103056.04035,103,"X",56,"DLH",16,"56DLH16",506,759,269,{"$f":"MIN(AP157,360/'Roof Bay Analysis'!$I$51*AR157)","v":403.5},46,null,"56DLH13",112,149,5553.867516434877]
[103056.0582,103056.0873,103,"X",56,"DLH",17,"56DLH17",582,873,306,{"$f":"MIN(I158,360/'Roof Bay Analysis'!$I$51*K158)","v":459},51,null,null,null,null,null,null,null,null,null,null,null,null,null,null,null,null,null,null,null,null,null,103056.0459,103,"X",56,"DLH",17,"56DLH17",582,873,306,{"$f":"MIN(AP158,360/'Roof Bay Analysis'!$I$51*AR158)","v":459},51,null,"56DLH14",112,167,6224.8045318431177]
[104052.0223,104052.03345,104,"X",52,"DLH",10,"52DLH10",223,334.5,110,{"$f":"MIN(I159,360/'Roof Bay Analysis'!$I$51*K159)","v":165},25,null,null,null,null,null,null,null,null,null,null,null,null,null,null,null,null,null,null,null,null,null,104052.0165,104,"X",52,"DLH",10,"52DLH10",223,334.5,110,{"$f":"MIN(AP159,360/'Roof Bay Analysis'!$I$51*AR159)","v":165},25,null,"56DLH15",112,188,7007.5643831527314]
[104052.02439999999,104052.03660000001,104,"X",52,"DLH",11,"52DLH11",244,366,120,{"$f":"MIN(I160,360/'Roof Bay Analysis'!$I$51*K160)","v":180},26,null,null,null,null,null,null,null,null,null,null,null,null,null,null,null,null,null,null,null,null,null,104052.018,104,"X",52,"DLH",11,"52DLH11",244,366,120,{"$f":"MIN(AP160,360/'Roof Bay Analysis'!$I$51*AR160)","v":180},26,null,"56DLH16",112,209,7790.324234462345]
[104052.0273,104052.04095,104,"X",52,"DLH",12,"52DLH12",273,409.5,132,{"$f":"MIN(I161,360/'Roof Bay Analysis'!$I$51*K161)","v":198},29,null,null,null,null,null,null,null,null,null,null,null,null,null,null,null,null,null,null,null,null,null,104052.01979999999,104,"X",52,"DLH",12,"52DLH12",273,409.5,132,{"$f":"MIN(AP161,360/'Roof Bay Analysis'!$I$51*AR161)","v":198},29,null,"56DLH17",112,238,8871.2783148422877]
[104052.0331,104052.04965,104,"X",52,"DLH",13,"52DLH13",331,496.5,159,{"$f":"MIN(I162,360/'Roof Bay Analysis'!$I$51*K162)","v":238.5},34,null,null,null,null,null,null,null,null,null,null,null,null,null,null,null,null,null,null,null,null,null,104052.02385,104,"X",52,"DLH",13,"52DLH13",331,496.5,159,{"$f":"MIN(AP162,360/'Roof Bay Analysis'!$I$51*AR162)","v":238.5},34,null,"60DLH12",120,115,5275.3759168473671]
[104052.0382,104052.0573,104,"X",52,"DLH",14,"52DLH14",382,573,178,{"$f":"MIN(I163,360/'Roof Bay Analysis'!$I$51*K163)","v":267},39,null,null,null,null,null,null,null,null,null,null,null,null,null,null,null,null,null,null,null,null,null,104052.0267,104,"X",52,"DLH",14,"52DLH14",382,573,178,{"$f":"MIN(AP163,360/'Roof Bay Analysis'!$I$51*AR163)","v":267},39,null,"60DLH13",120,139,6376.3239342763818]
[104052.0426,104052.06389999999,104,"X",52,"DLH",15,"52DLH15",426,639,201,{"$f":"MIN(I164,360/'Roof Bay Analysis'!$I$51*K164)","v":301.5},42,null,null,null,null,null,null,null,null,null,null,null,null,null,null,null,null,null,null,null,null,null,104052.03015000001,104,"X",52,"DLH",15,"52DLH15",426,639,201,{"$f":"MIN(AP164,360/'Roof Bay Analysis'!$I$51*AR164)","v":301.5},42,null,"60DLH14",120,149,6835.0522748718058]
[104052.0459,104052.06885,104,"X",52,"DLH",16,"52DLH16",459,688.5,224,{"$f":"MIN(I165,360/'Roof Bay Analysis'!$I$51*K165)","v":336},45,null,null,null,null,null,null,null,null,null,null,null,null,null,null,null,null,null,null,null,null,null,104052.0336,104,"X",52,"DLH",16,"52DLH16",459,688.5,224,{"$f":"MIN(AP165,360/'Roof Bay Analysis'!$I$51*AR165)","v":336},45,null,"60DLH15",120,175,8027.7459604199057]
[104052.0528,104052.07919999999,104,"X",52,"DLH",17,"52DLH17",528,792,255,{"$f":"MIN(I166,360/'Roof Bay Analysis'!$I$51*K166)","v":382.5},52,null,null,null,null,null,null,null,null,null,null,null,null,null,null,null,null,null,null,null,null,null,104052.03825,104,"X",52,"DLH",17,"52DLH17",528,792,255,{"$f":"MIN(AP166,360/'Roof Bay Analysis'!$I$51*AR166)","v":382.5},52,null,"60DLH16",120,196,8991.0754756702954]
[104056.0257,104056.03855,104,"X",56,"DLH",11,"56DLH11",257,385.5,140,{"$f":"MIN(I167,360/'Roof Bay Analysis'!$I$51*K167)","v":210},26,null,null,null,null,null,null,null,null,null,null,null,null,null,null,null,null,null,null,null,null,null,104056.02099999999,104,"X",56,"DLH",11,"56DLH11",257,385.5,140,{"$f":"MIN(AP167,360/'Roof Bay Analysis'!$I$51*AR167)","v":210},26,null,"60DLH17",120,223,10229.641995277938]
[104056.0295,104056.04425000001,104,"X",56,"DLH",12,"56DLH12",295,442.5,153,{"$f":"MIN(I168,360/'Roof Bay Analysis'!$I$51*K168)","v":229.5},30,null,null,null,null,null,null,null,null,null,null,null,null,null,null,null,null,null,null,null,null,null,104056.02295,104,"X",56,"DLH",12,"56DLH12",295,442.5,153,{"$f":"MIN(AP168,360/'Roof Bay Analysis'!$I$51*AR168)","v":229.5},30,null,"60DLH18",120,252,11559.954183004666]
[104056.0358,104056.0537,104,"X",56,"DLH",13,"56DLH13",358,537,186,{"$f":"MIN(I169,360/'Roof Bay Analysis'!$I$51*K169)","v":279},34,null,null,null,null,null,null,null,null,null,null,null,null,null,null,null,null,null,null,null,null,null,104056.0279,104,"X",56,"DLH",13,"56DLH13",358,537,186,{"$f":"MIN(AP169,360/'Roof Bay Analysis'!$I$51*AR169)","v":279},34,null,"64DLH12",128,109,6071.4548814848331]
[104056.04029999999,104056.06045,104,"X",56,"DLH",14,"56DLH14",403,604.5,209,{"$f":"MIN(I170,360/'Roof Bay Analysis'!$I$51*K170)","v":313.5},39,null,null,null,null,null,null,null,null,null,null,null,null,null,null,null,null,null,null,null,null,null,104056.03135,104,"X",56,"DLH",14,"56DLH14",403,604.5,209,{"$f":"MIN(AP170,360/'Roof Bay Analysis'!$I$51*AR170)","v":313.5},39,null,"64DLH13",128,131,7296.8861419680106]
[104056.046,104056.069,104,"X",56,"DLH",15,"56DLH15",460,690,234,{"$f":"MIN(I171,360/'Roof Bay Analysis'!$I$51*K171)","v":351},42,null,null,null,null,null,null,null,null,null,null,null,null,null,null,null,null,null,null,null,null,null,104056.03509999999,104,"X",56,"DLH",15,"56DLH15",460,690,234,{"$f":"MIN(AP171,360/'Roof Bay Analysis'!$I$51*AR171)","v":351},42,null,"64DLH14",128,140,7798.1989303474929]
[104056.0496,104056.0744,104,"X",56,"DLH",16,"56DLH16",496,744,262,{"$f":"MIN(I172,360/'Roof Bay Analysis'!$I$51*K172)","v":393},46,null,null,null,null,null,null,null,null,null,null,null,null,null,null,null,null,null,null,null,null,null,104056.0393,104,"X",56,"DLH",16,"56DLH16",496,744,262,{"$f":"MIN(AP172,360/'Roof Bay Analysis'!$I$51*AR172)","v":393},46,null,"64DLH15",128,165,9190.7344536238306]
[104056.05710000001,104056.08564999999,104,"X",56,"DLH",17,"56DLH17",571,856.5,298,{"$f":"MIN(I173,360/'Roof Bay Analysis'!$I$51*K173)","v":447},51,null,null,null,null,null,null,null,null,null,null,null,null,null,null,null,null,null,null,null,null,null,104056.0447,104,"X",56,"DLH",17,"56DLH17",571,856.5,298,{"$f":"MIN(AP173,360/'Roof Bay Analysis'!$I$51*AR173)","v":447},51,null,"64DLH16",128,184,10249.061451313846]
[105052.0218,105052.0327,105,"X",52,"DLH",10,"52DLH10",218,327,107,{"$f":"MIN(I174,360/'Roof Bay Analysis'!$I$51*K174)","v":160.5},25,null,null,null,null,null,null,null,null,null,null,null,null,null,null,null,null,null,null,null,null,null,105052.01605000001,105,"X",52,"DLH",10,"52DLH10",218,327,107,{"$f":"MIN(AP174,360/'Roof Bay Analysis'!$I$51*AR174)","v":160.5},25,null,"64DLH17",128,210,11697.298395521238]
[105052.024,105052.03599999999,105,"X",52,"DLH",11,"52DLH11",240,360,117,{"$f":"MIN(I175,360/'Roof Bay Analysis'!$I$51*K175)","v":175.5},26,null,null,null,null,null,null,null,null,null,null,null,null,null,null,null,null,null,null,null,null,null,105052.01755,105,"X",52,"DLH",11,"52DLH11",240,360,117,{"$f":"MIN(AP175,360/'Roof Bay Analysis'!$I$51*AR175)","v":175.5},26,null,"64DLH18",128,237,13201.236760659682]
[105052.02680000001,105052.0402,105,"X",52,"DLH",12,"52DLH12",268,402,128,{"$f":"MIN(I176,360/'Roof Bay Analysis'!$I$51*K176)","v":192},29,null,null,null,null,null,null,null,null,null,null,null,null,null,null,null,null,null,null,null,null,null,105052.0192,105,"X",52,"DLH",12,"52DLH12",268,402,128,{"$f":"MIN(AP176,360/'Roof Bay Analysis'!$I$51*AR176)","v":192},29,null,"68DLH13",136,124,8288.4411665682619]
[105052.0325,105052.04875,105,"X",52,"DLH",13,"52DLH13",325,487.5,155,{"$f":"MIN(I177,360/'Roof Bay Analysis'!$I$51*K177)","v":232.5},34,null,null,null,null,null,null,null,null,null,null,null,null,null,null,null,null,null,null,null,null,null,105052.02325,105,"X",52,"DLH",13,"52DLH13",325,487.5,155,{"$f":"MIN(AP177,360/'Roof Bay Analysis'!$I$51*AR177)","v":232.5},34,null,"68DLH14",136,133,8890.0215738191855]
[105052.03750000001,105052.05624999999,105,"X",52,"DLH",14,"52DLH14",375,562.5,173,{"$f":"MIN(I178,360/'Roof Bay Analysis'!$I$51*K178)","v":259.5},39,null,null,null,null,null,null,null,null,null,null,null,null,null,null,null,null,null,null,null,null,null,105052.02595,105,"X",52,"DLH",14,"52DLH14",375,562.5,173,{"$f":"MIN(AP178,360/'Roof Bay Analysis'!$I$51*AR178)","v":259.5},39,null,"68DLH15",136,148,9892.6555859040564]
[105052.04180000001,105052.06269999999,105,"X",52,"DLH",15,"52DLH15",418,627,195,{"$f":"MIN(I179,360/'Roof Bay Analysis'!$I$51*K179)","v":292.5},42,null,null,null,null,null,null,null,null,null,null,null,null,null,null,null,null,null,null,null,null,null,105052.02925000001,105,"X",52,"DLH",15,"52DLH15",418,627,195,{"$f":"MIN(AP179,360/'Roof Bay Analysis'!$I$51*AR179)","v":292.5},42,null,"68DLH16",136,174,11630.554540184497]
[105052.0451,105052.06765,105,"X",52,"DLH",16,"52DLH16",451,676.5,217,{"$f":"MIN(I180,360/'Roof Bay Analysis'!$I$51*K180)","v":325.5},45,null,null,null,null,null,null,null,null,null,null,null,null,null,null,null,null,null,null,null,null,null,105052.03255,105,"X",52,"DLH",16,"52DLH16",451,676.5,217,{"$f":"MIN(AP180,360/'Roof Bay Analysis'!$I$51*AR180)","v":325.5},45,null,"68DLH17",136,198,13234.768959520292]
[105052.0518,105052.07769999999,105,"X",52,"DLH",17,"52DLH17",518,777,247,{"$f":"MIN(I181,360/'Roof Bay Analysis'!$I$51*K181)","v":370.5},52,null,null,null,null,null,null,null,null,null,null,null,null,null,null,null,null,null,null,null,null,null,105052.03705,105,"X",52,"DLH",17,"52DLH17",518,777,247,{"$f":"MIN(AP181,360/'Roof Bay Analysis'!$I$51*AR181)","v":370.5},52,null,"68DLH18",136,225,15039.510181273057]
[105056.02529999999,105056.03795,105,"X",56,"DLH",11,"56DLH11",253,379.5,136,{"$f":"MIN(I182,360/'Roof Bay Analysis'!$I$51*K182)","v":204},26,null,null,null,null,null,null,null,null,null,null,null,null,null,null,null,null,null,null,null,null,null,105056.02039999999,105,"X",56,"DLH",11,"56DLH11",253,379.5,136,{"$f":"MIN(AP182,360/'Roof Bay Analysis'!$I$51*AR182)","v":204},26,null,"68DLH19",136,254,16977.935937970477]
[105056.0289,105056.04335000001,105,"X",56,"DLH",12,"56DLH12",289,433.5,150,{"$f":"MIN(I183,360/'Roof Bay Analysis'!$I$51*K183)","v":225},30,null,null,null,null,null,null,null,null,null,null,null,null,null,null,null,null,null,null,null,null,null,105056.02250000001,105,"X",56,"DLH",12,"56DLH12",289,433.5,150,{"$f":"MIN(AP183,360/'Roof Bay Analysis'!$I$51*AR183)","v":225},30,null,"72DLH14",144,125,9922.2002384194857]
[105056.03509999999,105056.05265,105,"X",56,"DLH",13,"56DLH13",351,526.5,181,{"$f":"MIN(I184,360/'Roof Bay Analysis'!$I$51*K184)","v":271.5},34,null,null,null,null,null,null,null,null,null,null,null,null,null,null,null,null,null,null,null,null,null,105056.02714999999,105,"X",56,"DLH",13,"56DLH13",351,526.5,181,{"$f":"MIN(AP184,360/'Roof Bay Analysis'!$I$51*AR184)","v":271.5},34,null,"72DLH15",144,140,11112.864267029825]
[105056.0396,105056.0594,105,"X",56,"DLH",14,"56DLH14",396,594,202,{"$f":"MIN(I185,360/'Roof Bay Analysis'!$I$51*K185)","v":303},39,null,null,null,null,null,null,null,null,null,null,null,null,null,null,null,null,null,null,null,null,null,105056.0303,105,"X",56,"DLH",14,"56DLH14",396,594,202,{"$f":"MIN(AP185,360/'Roof Bay Analysis'!$I$51*AR185)","v":303},39,null,"72DLH16",144,165,13097.304314713723]
[105056.0451,105056.06765,105,"X",56,"DLH",15,"56DLH15",451,676.5,228,{"$f":"MIN(I186,360/'Roof Bay Analysis'!$I$51*K186)","v":342},42,null,null,null,null,null,null,null,null,null,null,null,null,null,null,null,null,null,null,null,null,null,105056.03419999999,105,"X",56,"DLH",15,"56DLH15",451,676.5,228,{"$f":"MIN(AP186,360/'Roof Bay Analysis'!$I$51*AR186)","v":342},42,null,"72DLH17",144,188,14922.989158582908]
[105056.0487,105056.07305000001,105,"X",56,"DLH",16,"56DLH16",487,730.5,254,{"$f":"MIN(I187,360/'Roof Bay Analysis'!$I$51*K187)","v":381},46,null,null,null,null,null,null,null,null,null,null,null,null,null,null,null,null,null,null,null,null,null,105056.03810000001,105,"X",56,"DLH",16,"56DLH16",487,730.5,254,{"$f":"MIN(AP187,360/'Roof Bay Analysis'!$I$51*AR187)","v":381},46,null,"72DLH18",144,212,16828.051604359451]
[105056.056,105056.084,105,"X",56,"DLH",17,"56DLH17",560,840,289,{"$f":"MIN(I188,360/'Roof Bay Analysis'!$I$51*K188)","v":433.5},51,null,null,null,null,null,null,null,null,null,null,null,null,null,null,null,null,null,null,null,null,null,105056.04335000001,105,"X",56,"DLH",17,"56DLH17",560,840,289,{"$f":"MIN(AP188,360/'Roof Bay Analysis'!$I$51*AR188)","v":433.5},51,null,"72DLH19",144,241,19130.00205967277]
[106056.0248,106056.03720000001,106,"X",56,"DLH",11,"56DLH11",248,372,133,{"$f":"MIN(I189,360/'Roof Bay Analysis'!$I$51*K189)","v":199.5},26,null,null,null,null,null,null,null,null,null,null,null,null,null,null,null,null,null,null,null,null,null,106056.01995,106,"X",56,"DLH",11,"56DLH11",248,372,133,{"$f":"MIN(AP189,360/'Roof Bay Analysis'!$I$51*AR189)","v":199.5},26,null,"80DLH15",160,107,11658.789266952717]
[106056.0284,106056.0426,106,"X",56,"DLH",12,"56DLH12",284,426,145,{"$f":"MIN(I190,360/'Roof Bay Analysis'!$I$51*K190)","v":217.5},30,null,null,null,null,null,null,null,null,null,null,null,null,null,null,null,null,null,null,null,null,null,106056.02175,106,"X",56,"DLH",12,"56DLH12",284,426,145,{"$f":"MIN(AP190,360/'Roof Bay Analysis'!$I$51*AR190)","v":217.5},30,null,"80DLH16",160,126,13729.041566691985]
[106056.0344,106056.05160000001,106,"X",56,"DLH",13,"56DLH13",344,516,175,{"$f":"MIN(I191,360/'Roof Bay Analysis'!$I$51*K191)","v":262.5},34,null,null,null,null,null,null,null,null,null,null,null,null,null,null,null,null,null,null,null,null,null,106056.02625,106,"X",56,"DLH",13,"56DLH13",344,516,175,{"$f":"MIN(AP191,360/'Roof Bay Analysis'!$I$51*AR191)","v":262.5},34,null,"80DLH17",160,151,16453.057750559445]
[106056.03879999999,106056.0582,106,"X",56,"DLH",14,"56DLH14",388,582,196,{"$f":"MIN(I192,360/'Roof Bay Analysis'!$I$51*K192)","v":294},39,null,null,null,null,null,null,null,null,null,null,null,null,null,null,null,null,null,null,null,null,null,106056.0294,106,"X",56,"DLH",14,"56DLH14",388,582,196,{"$f":"MIN(AP192,360/'Roof Bay Analysis'!$I$51*AR192)","v":294},39,null,"80DLH18",160,173,18850.191992362805]
[106056.04429999999,106056.06645,106,"X",56,"DLH",15,"56DLH15",443,664.5,221,{"$f":"MIN(I193,360/'Roof Bay Analysis'!$I$51*K193)","v":331.5},42,null,null,null,null,null,null,null,null,null,null,null,null,null,null,null,null,null,null,null,null,null,106056.03315,106,"X",56,"DLH",15,"56DLH15",443,664.5,221,{"$f":"MIN(AP193,360/'Roof Bay Analysis'!$I$51*AR193)","v":331.5},42,null,"80DLH19",160,193,21029.40493945677]
[106056.0478,106056.0717,106,"X",56,"DLH",16,"56DLH16",478,717,247,{"$f":"MIN(I194,360/'Roof Bay Analysis'!$I$51*K194)","v":370.5},46,null,null,null,null,null,null,null,null,null,null,null,null,null,null,null,null,null,null,null,null,null,106056.03705,106,"X",56,"DLH",16,"56DLH16",478,717,247,{"$f":"MIN(AP194,360/'Roof Bay Analysis'!$I$51*AR194)","v":370.5},46,null,"80DLH20",160,216,23535.499828614829]
[106056.0549,106056.08235,106,"X",56,"DLH",17,"56DLH17",549,823.5,281,{"$f":"MIN(I195,360/'Roof Bay Analysis'!$I$51*K195)","v":421.5},51,null,null,null,null,null,null,null,null,null,null,null,null,null,null,null,null,null,null,null,null,null,106056.04214999999,106,"X",56,"DLH",17,"56DLH17",549,823.5,281,{"$f":"MIN(AP195,360/'Roof Bay Analysis'!$I$51*AR195)","v":421.5},51,null,"88DLH16",175,117,16689.392228121418]
[{"$f":"C196*1000+E196+I196/10000","v":106060.0295},{"$f":"C196*1000+E196+J196/10000","v":106060.04425000001},106,"X",60,"DLH",12,"60DLH12",295,{"$f":"1.5*I196","v":442.5},168,{"$f":"MIN(I196,360/'Roof Bay Analysis'!$I$51*K196)","v":252},29,null,null,null,null,null,null,null,null,null,null,null,null,null,null,null,null,null,null,null,null,null,{"$f":"AJ196*1000+AL196+AS196/10000","v":106060.0252},106,"X",60,"DLH",12,"60DLH12",295,{"$f":"1.5*AP196","v":442.5},168,{"$f":"MIN(AP196,360/'Roof Bay Analysis'!$I$51*AR196)","v":252},29,null,"88DLH17",175,130,{"$f":"26.767*AX196*(AW196-0.33)^3*10^-6","v":18543.76914235713}]
[106060.0358,106060.0537,106,"X",{"$f":"VALUE(LEFT(H197,2))","v":60},{"$f":"MID(H197,3,LEN(H197)-4)","v":"DLH"},{"$f":"VALUE(RIGHT(H197,2))","v":13},"60DLH13",358,537,203,{"$f":"MIN(I197,360/'Roof Bay Analysis'!$I$51*K197)","v":304.5},35,null,null,null,null,null,null,null,null,null,null,null,null,null,null,null,null,null,null,null,null,null,106060.03045000001,106,"X",{"$f":"VALUE(LEFT(AO197,2))","v":60},{"$f":"MID(AO197,3,LEN(AO197)-4)","v":"DLH"},{"$f":"VALUE(RIGHT(AO197,2))","v":13},"60DLH13",358,537,203,{"$f":"MIN(AP197,360/'Roof Bay Analysis'!$I$51*AR197)","v":304.5},35,null,"88DLH18",175,149,21254.012324701631]
[106060.0398,106060.0597,106,"X",60,"DLH",14,"60DLH14",398,597,216,{"$f":"MIN(I198,360/'Roof Bay Analysis'!$I$51*K198)","v":324},40,null,null,null,null,null,null,null,null,null,null,null,null,null,null,null,null,null,null,null,null,null,106060.0324,106,"X",60,"DLH",14,"60DLH14",398,597,216,{"$f":"MIN(AP198,360/'Roof Bay Analysis'!$I$51*AR198)","v":324},40,null,"88DLH19",175,169,24106.899885064267]
[106060.04670000001,106060.07004999999,106,"X",60,"DLH",15,"60DLH15",467,700.5,255,{"$f":"MIN(I199,360/'Roof Bay Analysis'!$I$51*K199)","v":382.5},43,null,null,null,null,null,null,null,null,null,null,null,null,null,null,null,null,null,null,null,null,null,106060.03825,106,"X",60,"DLH",15,"60DLH15",467,700.5,255,{"$f":"MIN(AP199,360/'Roof Bay Analysis'!$I$51*AR199)","v":382.5},43,null,"88DLH20",175,202,28814.16435966262]
[106060.05130000001,106060.07695,106,"X",60,"DLH",16,"60DLH16",513,769.5,285,{"$f":"MIN(I200,360/'Roof Bay Analysis'!$I$51*K200)","v":427.5},46,null,null,null,null,null,null,null,null,null,null,null,null,null,null,null,null,null,null,null,null,null,106060.04274999999,106,"X",60,"DLH",16,"60DLH16",513,769.5,285,{"$f":"MIN(AP200,360/'Roof Bay Analysis'!$I$51*AR200)","v":427.5},46,null,"88DLH21",175,235,33521.428834260965]
[106060.05899999999,106060.0885,106,"X",60,"DLH",17,"60DLH17",590,885,324,{"$f":"MIN(I201,360/'Roof Bay Analysis'!$I$51*K201)","v":486},52,null,null,null,null,null,null,null,null,null,null,null,null,null,null,null,null,null,null,null,null,null,106060.04859999999,106,"X",60,"DLH",17,"60DLH17",590,885,324,{"$f":"MIN(AP201,360/'Roof Bay Analysis'!$I$51*AR201)","v":486},52,null,"96DLH17",190,122,22282.066303433967]
[106060.0681,106060.10215000001,106,"X",60,"DLH",18,"60DLH18",681,1021.5,366,{"$f":"MIN(I202,360/'Roof Bay Analysis'!$I$51*K202)","v":549},59,null,null,null,null,null,null,null,null,null,null,null,null,null,null,null,null,null,null,null,null,null,106060.0549,106,"X",60,"DLH",18,"60DLH18",681,1021.5,366,{"$f":"MIN(AP202,360/'Roof Bay Analysis'!$I$51*AR202)","v":549},59,null,"96DLH18",190,139,25386.944394896072]
[107056.02439999999,107056.03660000001,107,"X",56,"DLH",11,"56DLH11",244,366,129,{"$f":"MIN(I203,360/'Roof Bay Analysis'!$I$51*K203)","v":193.5},26,null,null,null,null,null,null,null,null,null,null,null,null,null,null,null,null,null,null,null,null,null,107056.01935,107,"X",56,"DLH",11,"56DLH11",244,366,129,{"$f":"MIN(AP203,360/'Roof Bay Analysis'!$I$51*AR203)","v":193.5},26,null,"96DLH19",190,158,28857.102261824311]
[107056.0278,107056.0417,107,"X",56,"DLH",12,"56DLH12",278,417,141,{"$f":"MIN(I204,360/'Roof Bay Analysis'!$I$51*K204)","v":211.5},30,null,null,null,null,null,null,null,null,null,null,null,null,null,null,null,null,null,null,null,null,null,107056.02115,107,"X",56,"DLH",12,"56DLH12",278,417,141,{"$f":"MIN(AP204,360/'Roof Bay Analysis'!$I$51*AR204)","v":211.5},30,null,"96DLH20",190,178,32509.900016485622]
[107056.0338,107056.05070000001,107,"X",56,"DLH",13,"56DLH13",338,507,171,{"$f":"MIN(I205,360/'Roof Bay Analysis'!$I$51*K205)","v":256.5},34,null,null,null,null,null,null,null,null,null,null,null,null,null,null,null,null,null,null,null,null,null,107056.02565,107,"X",56,"DLH",13,"56DLH13",338,507,171,{"$f":"MIN(AP205,360/'Roof Bay Analysis'!$I$51*AR205)","v":256.5},34,null,"96DLH21",190,220,40180.775301274356]
[107056.03810000001,107056.05714999999,107,"X",56,"DLH",14,"56DLH14",381,571.5,190,{"$f":"MIN(I206,360/'Roof Bay Analysis'!$I$51*K206)","v":285},39,null,null,null,null,null,null,null,null,null,null,null,null,null,null,null,null,null,null,null,null,null,107056.0285,107,"X",56,"DLH",14,"56DLH14",381,571.5,190,{"$f":"MIN(AP206,360/'Roof Bay Analysis'!$I$51*AR206)","v":285},39,null,"96DLH22",190,255,46573.171371931647]
[107056.0434,107056.06510000001,107,"X",56,"DLH",15,"56DLH15",434,651,215,{"$f":"MIN(I207,360/'Roof Bay Analysis'!$I$51*K207)","v":322.5},42,null,null,null,null,null,null,null,null,null,null,null,null,null,null,null,null,null,null,null,null,null,107056.03225,107,"X",56,"DLH",15,"56DLH15",434,651,215,{"$f":"MIN(AP207,360/'Roof Bay Analysis'!$I$51*AR207)","v":322.5},42,null,"104DLH18",205,130,29833.597072434841]
[107056.0469,107056.07034999999,107,"X",56,"DLH",16,"56DLH16",469,703.5,240,{"$f":"MIN(I208,360/'Roof Bay Analysis'!$I$51*K208)","v":360},46,null,null,null,null,null,null,null,null,null,null,null,null,null,null,null,null,null,null,null,null,null,107056.03599999999,107,"X",56,"DLH",16,"56DLH16",469,703.5,240,{"$f":"MIN(AP208,360/'Roof Bay Analysis'!$I$51*AR208)","v":360},46,null,"104DLH19",205,148,33964.402820925818]
[107056.0539,107056.08085,107,"X",56,"DLH",17,"56DLH17",539,808.5,273,{"$f":"MIN(I209,360/'Roof Bay Analysis'!$I$51*K209)","v":409.5},51,null,null,null,null,null,null,null,null,null,null,null,null,null,null,null,null,null,null,null,null,null,107056.04095,107,"X",56,"DLH",17,"56DLH17",539,808.5,273,{"$f":"MIN(AP209,360/'Roof Bay Analysis'!$I$51*AR209)","v":409.5},51,null,"104DLH20",205,167,38324.697777666297]
[107060.0289,107060.04335000001,107,"X",60,"DLH",12,"60DLH12",289,433.5,163,{"$f":"MIN(I210,360/'Roof Bay Analysis'!$I$51*K210)","v":244.5},29,null,null,null,null,null,null,null,null,null,null,null,null,null,null,null,null,null,null,null,null,null,107060.02445,107,"X",60,"DLH",12,"60DLH12",289,433.5,163,{"$f":"MIN(AP210,360/'Roof Bay Analysis'!$I$51*AR210)","v":244.5},29,null,"104DLH21",205,206,47274.77689939674]
[107060.03509999999,107060.05265,107,"X",60,"DLH",13,"60DLH13",351,526.5,197,{"$f":"MIN(I211,360/'Roof Bay Analysis'!$I$51*K211)","v":295.5},35,null,null,null,null,null,null,null,null,null,null,null,null,null,null,null,null,null,null,null,null,null,107060.02955000001,107,"X",60,"DLH",13,"60DLH13",351,526.5,197,{"$f":"MIN(AP211,360/'Roof Bay Analysis'!$I$51*AR211)","v":295.5},35,null,"104DLH22",205,240,55077.409979879703]
[107060.03909999999,107060.05865000001,107,"X",60,"DLH",14,"60DLH14",391,586.5,210,{"$f":"MIN(I212,360/'Roof Bay Analysis'!$I$51*K212)","v":315},40,null,null,null,null,null,null,null,null,null,null,null,null,null,null,null,null,null,null,null,null,null,107060.0315,107,"X",60,"DLH",14,"60DLH14",391,586.5,210,{"$f":"MIN(AP212,360/'Roof Bay Analysis'!$I$51*AR212)","v":315},40,null,"104DLH23",205,250,57372.302062374692]
[107060.04580000001,107060.0687,107,"X",60,"DLH",15,"60DLH15",458,687,248,{"$f":"MIN(I213,360/'Roof Bay Analysis'!$I$51*K213)","v":372},43,null,null,null,null,null,null,null,null,null,null,null,null,null,null,null,null,null,null,null,null,null,107060.03720000001,107,"X",60,"DLH",15,"60DLH15",458,687,248,{"$f":"MIN(AP213,360/'Roof Bay Analysis'!$I$51*AR213)","v":372},43,null,"112DLH19",220,140,39722.811984440523]
[107060.05039999999,107060.0756,107,"X",60,"DLH",16,"60DLH16",504,756,277,{"$f":"MIN(I214,360/'Roof Bay Analysis'!$I$51*K214)","v":415.5},46,null,null,null,null,null,null,null,null,null,null,null,null,null,null,null,null,null,null,null,null,null,107060.04154999999,107,"X",60,"DLH",16,"60DLH16",504,756,277,{"$f":"MIN(AP214,360/'Roof Bay Analysis'!$I$51*AR214)","v":415.5},46,null,"112DLH20",220,158,44830.030668154293]
[107060.0579,107060.08685000001,107,"X",60,"DLH",17,"60DLH17",579,868.5,315,{"$f":"MIN(I215,360/'Roof Bay Analysis'!$I$51*K215)","v":472.5},52,null,null,null,null,null,null,null,null,null,null,null,null,null,null,null,null,null,null,null,null,null,107060.04725,107,"X",60,"DLH",17,"60DLH17",579,868.5,315,{"$f":"MIN(AP215,360/'Roof Bay Analysis'!$I$51*AR215)","v":472.5},52,null,"112DLH21",220,195,55328.202406899283]
[107060.0668,107060.1002,107,"X",60,"DLH",18,"60DLH18",668,1002,357,{"$f":"MIN(I216,360/'Roof Bay Analysis'!$I$51*K216)","v":535.5},59,null,null,null,null,null,null,null,null,null,null,null,null,null,null,null,null,null,null,null,null,null,107060.05355,107,"X",60,"DLH",18,"60DLH18",668,1002,357,{"$f":"MIN(AP216,360/'Roof Bay Analysis'!$I$51*AR216)","v":535.5},59,null,"112DLH22",220,226,64123.967917739683]
[108056.0239,108056.03585,108,"X",56,"DLH",11,"56DLH11",239,358.5,125,{"$f":"MIN(I217,360/'Roof Bay Analysis'!$I$51*K217)","v":187.5},26,null,null,null,null,null,null,null,null,null,null,null,null,null,null,null,null,null,null,null,null,null,108056.01875,108,"X",56,"DLH",11,"56DLH11",239,358.5,125,{"$f":"MIN(AP217,360/'Roof Bay Analysis'!$I$51*AR217)","v":187.5},26,null,"112DLH23",220,236,66961.311630914002]
[108056.0273,108056.04095,108,"X",56,"DLH",12,"56DLH12",273,409.5,137,{"$f":"MIN(I218,360/'Roof Bay Analysis'!$I$51*K218)","v":205.5},30,null,null,null,null,null,null,null,null,null,null,null,null,null,null,null,null,null,null,null,null,null,108056.02055,108,"X",56,"DLH",12,"56DLH12",273,409.5,137,{"$f":"MIN(AP218,360/'Roof Bay Analysis'!$I$51*AR218)","v":205.5},30,null,"112DLH24",220,287,81431.764568103055]
[108056.0331,108056.04965,108,"X",56,"DLH",13,"56DLH13",331,496.5,166,{"$f":"MIN(I219,360/'Roof Bay Analysis'!$I$51*K219)","v":249},34,null,null,null,null,null,null,null,null,null,null,null,null,null,null,null,null,null,null,null,null,null,108056.0249,108,"X",56,"DLH",13,"56DLH13",331,496.5,166,{"$f":"MIN(AP219,360/'Roof Bay Analysis'!$I$51*AR219)","v":249},34,null,"120DLH20",240,140,51590.384212781435]
[108056.03750000001,108056.05624999999,108,"X",56,"DLH",14,"56DLH14",375,562.5,186,{"$f":"MIN(I220,360/'Roof Bay Analysis'!$I$51*K220)","v":279},39,null,null,null,null,null,null,null,null,null,null,null,null,null,null,null,null,null,null,null,null,null,108056.0279,108,"X",56,"DLH",14,"56DLH14",375,562.5,186,{"$f":"MIN(AP220,360/'Roof Bay Analysis'!$I$51*AR220)","v":279},39,null,"120DLH21",240,173,63750.974777222771]
[108056.0426,108056.06389999999,108,"X",56,"DLH",15,"56DLH15",426,639,209,{"$f":"MIN(I221,360/'Roof Bay Analysis'!$I$51*K221)","v":313.5},42,null,null,null,null,null,null,null,null,null,null,null,null,null,null,null,null,null,null,null,null,null,108056.03135,108,"X",56,"DLH",15,"56DLH15",426,639,209,{"$f":"MIN(AP221,360/'Roof Bay Analysis'!$I$51*AR221)","v":313.5},42,null,"120DLH22",240,201,74069.051619779057]
[108056.046,108056.069,108,"X",56,"DLH",16,"56DLH16",460,690,233,{"$f":"MIN(I222,360/'Roof Bay Analysis'!$I$51*K222)","v":349.5},46,null,null,null,null,null,null,null,null,null,null,null,null,null,null,null,null,null,null,null,null,null,108056.03495,108,"X",56,"DLH",16,"56DLH16",460,690,233,{"$f":"MIN(AP222,360/'Roof Bay Analysis'!$I$51*AR222)","v":349.5},46,null,"120DLH23",240,210,77385.576319172149]
[108056.0529,108056.07935,108,"X",56,"DLH",17,"56DLH17",529,793.5,266,{"$f":"MIN(I223,360/'Roof Bay Analysis'!$I$51*K223)","v":399},51,null,null,null,null,null,null,null,null,null,null,null,null,null,null,null,null,null,null,null,null,null,108056.0399,108,"X",56,"DLH",17,"56DLH17",529,793.5,266,{"$f":"MIN(AP223,360/'Roof Bay Analysis'!$I$51*AR223)","v":399},51,null,"120DLH24",240,255,93968.19981613761]
[108060.0284,108060.0426,108,"X",60,"DLH",12,"60DLH12",284,426,158,{"$f":"MIN(I224,360/'Roof Bay Analysis'!$I$51*K224)","v":237},29,null,null,null,null,null,null,null,null,null,null,null,null,null,null,null,null,null,null,null,null,null,108060.02370000001,108,"X",60,"DLH",12,"60DLH12",284,426,158,{"$f":"MIN(AP224,360/'Roof Bay Analysis'!$I$51*AR224)","v":237},29,null,"120DLH25",240,294,108339.80684684102]
[108060.03449999999,108060.05175,108,"X",60,"DLH",13,"60DLH13",345,517.5,191,{"$f":"MIN(I225,360/'Roof Bay Analysis'!$I$51*K225)","v":286.5},35,null,null,null,null,null,null,null,null,null,null,null,null,null,null,null,null,null,null,null,null,null,108060.02864999999,108,"X",60,"DLH",13,"60DLH13",345,517.5,191,{"$f":"MIN(AP225,360/'Roof Bay Analysis'!$I$51*AR225)","v":286.5},35]
[108060.0383,108060.05744999999,108,"X",60,"DLH",14,"60DLH14",383,574.5,205,{"$f":"MIN(I226,360/'Roof Bay Analysis'!$I$51*K226)","v":307.5},40,null,null,null,null,null,null,null,null,null,null,null,null,null,null,null,null,null,null,null,null,null,108060.03075000001,108,"X",60,"DLH",14,"60DLH14",383,574.5,205,{"$f":"MIN(AP226,360/'Roof Bay Analysis'!$I$51*AR226)","v":307.5},40]
[108060.045,108060.0675,108,"X",60,"DLH",15,"60DLH15",450,675,242,{"$f":"MIN(I227,360/'Roof Bay Analysis'!$I$51*K227)","v":363},43,null,null,null,null,null,null,null,null,null,null,null,null,null,null,null,null,null,null,null,null,null,108060.03630000001,108,"X",60,"DLH",15,"60DLH15",450,675,242,{"$f":"MIN(AP227,360/'Roof Bay Analysis'!$I$51*AR227)","v":363},43]
[108060.0494,108060.0741,108,"X",60,"DLH",16,"60DLH16",494,741,269,{"$f":"MIN(I228,360/'Roof Bay Analysis'!$I$51*K228)","v":403.5},46,null,null,null,null,null,null,null,null,null,null,null,null,null,null,null,null,null,null,null,null,null,108060.04035,108,"X",60,"DLH",16,"60DLH16",494,741,269,{"$f":"MIN(AP228,360/'Roof Bay Analysis'!$I$51*AR228)","v":403.5},46]
[108060.0569,108060.08534999999,108,"X",60,"DLH",17,"60DLH17",569,853.5,306,{"$f":"MIN(I229,360/'Roof Bay Analysis'!$I$51*K229)","v":459},52,null,null,null,null,null,null,null,null,null,null,null,null,null,null,null,null,null,null,null,null,null,108060.0459,108,"X",60,"DLH",17,"60DLH17",569,853.5,306,{"$f":"MIN(AP229,360/'Roof Bay Analysis'!$I$51*AR229)","v":459},52]
[108060.0656,108060.0984,108,"X",60,"DLH",18,"60DLH18",656,984,346,{"$f":"MIN(I230,360/'Roof Bay Analysis'!$I$51*K230)","v":519},59,null,null,null,null,null,null,null,null,null,null,null,null,null,null,null,null,null,null,null,null,null,108060.05190000001,108,"X",60,"DLH",18,"60DLH18",656,984,346,{"$f":"MIN(AP230,360/'Roof Bay Analysis'!$I$51*AR230)","v":519},59]
[109056.0235,109056.03525,109,"X",56,"DLH",11,"56DLH11",235,352.5,122,{"$f":"MIN(I231,360/'Roof Bay Analysis'!$I$51*K231)","v":183},26,null,null,null,null,null,null,null,null,null,null,null,null,null,null,null,null,null,null,null,null,null,109056.0183,109,"X",56,"DLH",11,"56DLH11",235,352.5,122,{"$f":"MIN(AP231,360/'Roof Bay Analysis'!$I$51*AR231)","v":183},26]
[109056.02680000001,109056.0402,109,"X",56,"DLH",12,"56DLH12",268,402,133,{"$f":"MIN(I232,360/'Roof Bay Analysis'!$I$51*K232)","v":199.5},30,null,null,null,null,null,null,null,null,null,null,null,null,null,null,null,null,null,null,null,null,null,109056.01995,109,"X",56,"DLH",12,"56DLH12",268,402,133,{"$f":"MIN(AP232,360/'Roof Bay Analysis'!$I$51*AR232)","v":199.5},30]
[109056.0325,109056.04875,109,"X",56,"DLH",13,"56DLH13",325,487.5,161,{"$f":"MIN(I233,360/'Roof Bay Analysis'!$I$51*K233)","v":241.5},34,null,null,null,null,null,null,null,null,null,null,null,null,null,null,null,null,null,null,null,null,null,109056.02415,109,"X",56,"DLH",13,"56DLH13",325,487.5,161,{"$f":"MIN(AP233,360/'Roof Bay Analysis'!$I$51*AR233)","v":241.5},34]
[109056.0368,109056.0552,109,"X",56,"DLH",14,"56DLH14",368,552,181,{"$f":"MIN(I234,360/'Roof Bay Analysis'!$I$51*K234)","v":271.5},39,null,null,null,null,null,null,null,null,null,null,null,null,null,null,null,null,null,null,null,null,null,109056.02714999999,109,"X",56,"DLH",14,"56DLH14",368,552,181,{"$f":"MIN(AP234,360/'Roof Bay Analysis'!$I$51*AR234)","v":271.5},39]
[109056.0419,109056.06285,109,"X",56,"DLH",15,"56DLH15",419,628.5,204,{"$f":"MIN(I235,360/'Roof Bay Analysis'!$I$51*K235)","v":306},42,null,null,null,null,null,null,null,null,null,null,null,null,null,null,null,null,null,null,null,null,null,109056.0306,109,"X",56,"DLH",15,"56DLH15",419,628.5,204,{"$f":"MIN(AP235,360/'Roof Bay Analysis'!$I$51*AR235)","v":306},42]
[109056.04519999999,109056.0678,109,"X",56,"DLH",16,"56DLH16",452,678,227,{"$f":"MIN(I236,360/'Roof Bay Analysis'!$I$51*K236)","v":340.5},46,null,null,null,null,null,null,null,null,null,null,null,null,null,null,null,null,null,null,null,null,null,109056.03405,109,"X",56,"DLH",16,"56DLH16",452,678,227,{"$f":"MIN(AP236,360/'Roof Bay Analysis'!$I$51*AR236)","v":340.5},46]
[109056.052,109056.07799999999,109,"X",56,"DLH",17,"56DLH17",520,780,258,{"$f":"MIN(I237,360/'Roof Bay Analysis'!$I$51*K237)","v":387},51,null,null,null,null,null,null,null,null,null,null,null,null,null,null,null,null,null,null,null,null,null,109056.0387,109,"X",56,"DLH",17,"56DLH17",520,780,258,{"$f":"MIN(AP237,360/'Roof Bay Analysis'!$I$51*AR237)","v":387},51]
[109060.0279,109060.04184999999,109,"X",60,"DLH",12,"60DLH12",279,418.5,154,{"$f":"MIN(I238,360/'Roof Bay Analysis'!$I$51*K238)","v":231},29,null,null,null,null,null,null,null,null,null,null,null,null,null,null,null,null,null,null,null,null,null,109060.02310000001,109,"X",60,"DLH",12,"60DLH12",279,418.5,154,{"$f":"MIN(AP238,360/'Roof Bay Analysis'!$I$51*AR238)","v":231},29]
[109060.03389999999,109060.05085,109,"X",60,"DLH",13,"60DLH13",339,508.5,187,{"$f":"MIN(I239,360/'Roof Bay Analysis'!$I$51*K239)","v":280.5},35,null,null,null,null,null,null,null,null,null,null,null,null,null,null,null,null,null,null,null,null,null,109060.02804999999,109,"X",60,"DLH",13,"60DLH13",339,508.5,187,{"$f":"MIN(AP239,360/'Roof Bay Analysis'!$I$51*AR239)","v":280.5},35]
[109060.0376,109060.0564,109,"X",60,"DLH",14,"60DLH14",376,564,199,{"$f":"MIN(I240,360/'Roof Bay Analysis'!$I$51*K240)","v":298.5},40,null,null,null,null,null,null,null,null,null,null,null,null,null,null,null,null,null,null,null,null,null,109060.02985000001,109,"X",60,"DLH",14,"60DLH14",376,564,199,{"$f":"MIN(AP240,360/'Roof Bay Analysis'!$I$51*AR240)","v":298.5},40]
[109060.0442,109060.06630000001,109,"X",60,"DLH",15,"60DLH15",442,663,235,{"$f":"MIN(I241,360/'Roof Bay Analysis'!$I$51*K241)","v":352.5},43,null,null,null,null,null,null,null,null,null,null,null,null,null,null,null,null,null,null,null,null,null,109060.03525,109,"X",60,"DLH",15,"60DLH15",442,663,235,{"$f":"MIN(AP241,360/'Roof Bay Analysis'!$I$51*AR241)","v":352.5},43]
[109060.0485,109060.07275000001,109,"X",60,"DLH",16,"60DLH16",485,727.5,262,{"$f":"MIN(I242,360/'Roof Bay Analysis'!$I$51*K242)","v":393},46,null,null,null,null,null,null,null,null,null,null,null,null,null,null,null,null,null,null,null,null,null,109060.0393,109,"X",60,"DLH",16,"60DLH16",485,727.5,262,{"$f":"MIN(AP242,360/'Roof Bay Analysis'!$I$51*AR242)","v":393},46]
[109060.0558,109060.0837,109,"X",60,"DLH",17,"60DLH17",558,837,298,{"$f":"MIN(I243,360/'Roof Bay Analysis'!$I$51*K243)","v":447},52,null,null,null,null,null,null,null,null,null,null,null,null,null,null,null,null,null,null,null,null,null,109060.0447,109,"X",60,"DLH",17,"60DLH17",558,837,298,{"$f":"MIN(AP243,360/'Roof Bay Analysis'!$I$51*AR243)","v":447},52]
[109060.0644,109060.0966,109,"X",60,"DLH",18,"60DLH18",644,966,337,{"$f":"MIN(I244,360/'Roof Bay Analysis'!$I$51*K244)","v":505.5},59,null,null,null,null,null,null,null,null,null,null,null,null,null,null,null,null,null,null,null,null,null,109060.05055,109,"X",60,"DLH",18,"60DLH18",644,966,337,{"$f":"MIN(AP244,360/'Roof Bay Analysis'!$I$51*AR244)","v":505.5},59]
[110056.02310000001,110056.03465,110,"X",56,"DLH",11,"56DLH11",231,346.5,118,{"$f":"MIN(I245,360/'Roof Bay Analysis'!$I$51*K245)","v":177},26,null,null,null,null,null,null,null,null,null,null,null,null,null,null,null,null,null,null,null,null,null,110056.0177,110,"X",56,"DLH",11,"56DLH11",231,346.5,118,{"$f":"MIN(AP245,360/'Roof Bay Analysis'!$I$51*AR245)","v":177},26]
[110056.0263,110056.03945,110,"X",56,"DLH",12,"56DLH12",263,394.5,130,{"$f":"MIN(I246,360/'Roof Bay Analysis'!$I$51*K246)","v":195},30,null,null,null,null,null,null,null,null,null,null,null,null,null,null,null,null,null,null,null,null,null,110056.01949999999,110,"X",56,"DLH",12,"56DLH12",263,394.5,130,{"$f":"MIN(AP246,360/'Roof Bay Analysis'!$I$51*AR246)","v":195},30]
[110056.0319,110056.04785,110,"X",56,"DLH",13,"56DLH13",319,478.5,157,{"$f":"MIN(I247,360/'Roof Bay Analysis'!$I$51*K247)","v":235.5},34,null,null,null,null,null,null,null,null,null,null,null,null,null,null,null,null,null,null,null,null,null,110056.02355,110,"X",56,"DLH",13,"56DLH13",319,478.5,157,{"$f":"MIN(AP247,360/'Roof Bay Analysis'!$I$51*AR247)","v":235.5},34]
[110056.0361,110056.05415,110,"X",56,"DLH",14,"56DLH14",361,541.5,175,{"$f":"MIN(I248,360/'Roof Bay Analysis'!$I$51*K248)","v":262.5},39,null,null,null,null,null,null,null,null,null,null,null,null,null,null,null,null,null,null,null,null,null,110056.02625,110,"X",56,"DLH",14,"56DLH14",361,541.5,175,{"$f":"MIN(AP248,360/'Roof Bay Analysis'!$I$51*AR248)","v":262.5},39]
[110056.0411,110056.06165,110,"X",56,"DLH",15,"56DLH15",411,616.5,198,{"$f":"MIN(I249,360/'Roof Bay Analysis'!$I$51*K249)","v":297},42,null,null,null,null,null,null,null,null,null,null,null,null,null,null,null,null,null,null,null,null,null,110056.0297,110,"X",56,"DLH",15,"56DLH15",411,616.5,198,{"$f":"MIN(AP249,360/'Roof Bay Analysis'!$I$51*AR249)","v":297},42]
[110056.0444,110056.06660000001,110,"X",56,"DLH",16,"56DLH16",444,666,221,{"$f":"MIN(I250,360/'Roof Bay Analysis'!$I$51*K250)","v":331.5},46,null,null,null,null,null,null,null,null,null,null,null,null,null,null,null,null,null,null,null,null,null,110056.03315,110,"X",56,"DLH",16,"56DLH16",444,666,221,{"$f":"MIN(AP250,360/'Roof Bay Analysis'!$I$51*AR250)","v":331.5},46]
[110056.05100000001,110056.0765,110,"X",56,"DLH",17,"56DLH17",510,765,251,{"$f":"MIN(I251,360/'Roof Bay Analysis'!$I$51*K251)","v":376.5},51,null,null,null,null,null,null,null,null,null,null,null,null,null,null,null,null,null,null,null,null,null,110056.03765,110,"X",56,"DLH",17,"56DLH17",510,765,251,{"$f":"MIN(AP251,360/'Roof Bay Analysis'!$I$51*AR251)","v":376.5},51]
[110060.02740000001,110060.0411,110,"X",60,"DLH",12,"60DLH12",274,411,150,{"$f":"MIN(I252,360/'Roof Bay Analysis'!$I$51*K252)","v":225},29,null,null,null,null,null,null,null,null,null,null,null,null,null,null,null,null,null,null,null,null,null,110060.02250000001,110,"X",60,"DLH",12,"60DLH12",274,411,150,{"$f":"MIN(AP252,360/'Roof Bay Analysis'!$I$51*AR252)","v":225},29]
[110060.0333,110060.04995,110,"X",60,"DLH",13,"60DLH13",333,499.5,181,{"$f":"MIN(I253,360/'Roof Bay Analysis'!$I$51*K253)","v":271.5},35,null,null,null,null,null,null,null,null,null,null,null,null,null,null,null,null,null,null,null,null,null,110060.02714999999,110,"X",60,"DLH",13,"60DLH13",333,499.5,181,{"$f":"MIN(AP253,360/'Roof Bay Analysis'!$I$51*AR253)","v":271.5},35]
[110060.037,110060.0555,110,"X",60,"DLH",14,"60DLH14",370,555,193,{"$f":"MIN(I254,360/'Roof Bay Analysis'!$I$51*K254)","v":289.5},40,null,null,null,null,null,null,null,null,null,null,null,null,null,null,null,null,null,null,null,null,null,110060.02895000001,110,"X",60,"DLH",14,"60DLH14",370,555,193,{"$f":"MIN(AP254,360/'Roof Bay Analysis'!$I$51*AR254)","v":289.5},40]
[110060.0434,110060.06510000001,110,"X",60,"DLH",15,"60DLH15",434,651,228,{"$f":"MIN(I255,360/'Roof Bay Analysis'!$I$51*K255)","v":342},43,null,null,null,null,null,null,null,null,null,null,null,null,null,null,null,null,null,null,null,null,null,110060.03419999999,110,"X",60,"DLH",15,"60DLH15",434,651,228,{"$f":"MIN(AP255,360/'Roof Bay Analysis'!$I$51*AR255)","v":342},43]
[110060.04760000001,110060.0714,110,"X",60,"DLH",16,"60DLH16",476,714,255,{"$f":"MIN(I256,360/'Roof Bay Analysis'!$I$51*K256)","v":382.5},46,null,null,null,null,null,null,null,null,null,null,null,null,null,null,null,null,null,null,null,null,null,110060.03825,110,"X",60,"DLH",16,"60DLH16",476,714,255,{"$f":"MIN(AP256,360/'Roof Bay Analysis'!$I$51*AR256)","v":382.5},46]
[110060.0548,110060.0822,110,"X",60,"DLH",17,"60DLH17",548,822,290,{"$f":"MIN(I257,360/'Roof Bay Analysis'!$I$51*K257)","v":435},52,null,null,null,null,null,null,null,null,null,null,null,null,null,null,null,null,null,null,null,null,null,110060.0435,110,"X",60,"DLH",17,"60DLH17",548,822,290,{"$f":"MIN(AP257,360/'Roof Bay Analysis'!$I$51*AR257)","v":435},52]
[110060.0632,110060.09480000001,110,"X",60,"DLH",18,"60DLH18",632,948,327,{"$f":"MIN(I258,360/'Roof Bay Analysis'!$I$51*K258)","v":490.5},59,null,null,null,null,null,null,null,null,null,null,null,null,null,null,null,null,null,null,null,null,null,110060.04905,110,"X",60,"DLH",18,"60DLH18",632,948,327,{"$f":"MIN(AP258,360/'Roof Bay Analysis'!$I$51*AR258)","v":490.5},59]
[111056.0227,111056.03405,111,"X",56,"DLH",11,"56DLH11",227,340.5,115,{"$f":"MIN(I259,360/'Roof Bay Analysis'!$I$51*K259)","v":172.5},26,null,null,null,null,null,null,null,null,null,null,null,null,null,null,null,null,null,null,null,null,null,111056.01725,111,"X",56,"DLH",11,"56DLH11",227,340.5,115,{"$f":"MIN(AP259,360/'Roof Bay Analysis'!$I$51*AR259)","v":172.5},26]
[{"$f":"C260*1000+E260+I260/10000","v":111056.02589999999},{"$f":"C260*1000+E260+J260/10000","v":111056.03885},111,"X",56,"DLH",12,"56DLH12",259,{"$f":"1.5*I260","v":388.5},126,{"$f":"MIN(I260,360/'Roof Bay Analysis'!$I$51*K260)","v":189},30,null,null,null,null,null,null,null,null,null,null,null,null,null,null,null,null,null,null,null,null,null,{"$f":"AJ260*1000+AL260+AS260/10000","v":111056.0189},111,"X",56,"DLH",12,"56DLH12",259,{"$f":"1.5*AP260","v":388.5},126,{"$f":"MIN(AP260,360/'Roof Bay Analysis'!$I$51*AR260)","v":189},30]
[111056.03140000001,111056.0471,111,"X",{"$f":"VALUE(LEFT(H261,2))","v":56},{"$f":"MID(H261,3,LEN(H261)-4)","v":"DLH"},{"$f":"VALUE(RIGHT(H261,2))","v":13},"56DLH13",314,471,152,{"$f":"MIN(I261,360/'Roof Bay Analysis'!$I$51*K261)","v":228},34,null,null,null,null,null,null,null,null,null,null,null,null,null,null,null,null,null,null,null,null,null,111056.02280000001,111,"X",{"$f":"VALUE(LEFT(AO261,2))","v":56},{"$f":"MID(AO261,3,LEN(AO261)-4)","v":"DLH"},{"$f":"VALUE(RIGHT(AO261,2))","v":13},"56DLH13",314,471,152,{"$f":"MIN(AP261,360/'Roof Bay Analysis'!$I$51*AR261)","v":228},34]
[111056.0355,111056.05325,111,"X",56,"DLH",14,"56DLH14",355,532.5,171,{"$f":"MIN(I262,360/'Roof Bay Analysis'!$I$51*K262)","v":256.5},39,null,null,null,null,null,null,null,null,null,null,null,null,null,null,null,null,null,null,null,null,null,111056.02565,111,"X",56,"DLH",14,"56DLH14",355,532.5,171,{"$f":"MIN(AP262,360/'Roof Bay Analysis'!$I$51*AR262)","v":256.5},39]
[111056.04029999999,111056.06045,111,"X",56,"DLH",15,"56DLH15",403,604.5,192,{"$f":"MIN(I263,360/'Roof Bay Analysis'!$I$51*K263)","v":288},42,null,null,null,null,null,null,null,null,null,null,null,null,null,null,null,null,null,null,null,null,null,111056.0288,111,"X",56,"DLH",15,"56DLH15",403,604.5,192,{"$f":"MIN(AP263,360/'Roof Bay Analysis'!$I$51*AR263)","v":288},42]
[111056.0436,111056.06540000001,111,"X",56,"DLH",16,"56DLH16",436,654,214,{"$f":"MIN(I264,360/'Roof Bay Analysis'!$I$51*K264)","v":321},46,null,null,null,null,null,null,null,null,null,null,null,null,null,null,null,null,null,null,null,null,null,111056.0321,111,"X",56,"DLH",16,"56DLH16",436,654,214,{"$f":"MIN(AP264,360/'Roof Bay Analysis'!$I$51*AR264)","v":321},46]
[111056.05009999999,111056.07515,111,"X",56,"DLH",17,"56DLH17",501,751.5,245,{"$f":"MIN(I265,360/'Roof Bay Analysis'!$I$51*K265)","v":367.5},51,null,null,null,null,null,null,null,null,null,null,null,null,null,null,null,null,null,null,null,null,null,111056.03675,111,"X",56,"DLH",17,"56DLH17",501,751.5,245,{"$f":"MIN(AP265,360/'Roof Bay Analysis'!$I$51*AR265)","v":367.5},51]
[111060.027,111060.0405,111,"X",60,"DLH",12,"60DLH12",270,405,146,{"$f":"MIN(I266,360/'Roof Bay Analysis'!$I$51*K266)","v":219},29,null,null,null,null,null,null,null,null,null,null,null,null,null,null,null,null,null,null,null,null,null,111060.02190000001,111,"X",60,"DLH",12,"60DLH12",270,405,146,{"$f":"MIN(AP266,360/'Roof Bay Analysis'!$I$51*AR266)","v":219},29]
[111060.0327,111060.04905,111,"X",60,"DLH",13,"60DLH13",327,490.5,176,{"$f":"MIN(I267,360/'Roof Bay Analysis'!$I$51*K267)","v":264},35,null,null,null,null,null,null,null,null,null,null,null,null,null,null,null,null,null,null,null,null,null,111060.0264,111,"X",60,"DLH",13,"60DLH13",327,490.5,176,{"$f":"MIN(AP267,360/'Roof Bay Analysis'!$I$51*AR267)","v":264},35]
[111060.03630000001,111060.05445,111,"X",60,"DLH",14,"60DLH14",363,544.5,189,{"$f":"MIN(I268,360/'Roof Bay Analysis'!$I$51*K268)","v":283.5},40,null,null,null,null,null,null,null,null,null,null,null,null,null,null,null,null,null,null,null,null,null,111060.02834999999,111,"X",60,"DLH",14,"60DLH14",363,544.5,189,{"$f":"MIN(AP268,360/'Roof Bay Analysis'!$I$51*AR268)","v":283.5},40]
[111060.04270000001,111060.06405,111,"X",60,"DLH",15,"60DLH15",427,640.5,223,{"$f":"MIN(I269,360/'Roof Bay Analysis'!$I$51*K269)","v":334.5},43,null,null,null,null,null,null,null,null,null,null,null,null,null,null,null,null,null,null,null,null,null,111060.03345,111,"X",60,"DLH",15,"60DLH15",427,640.5,223,{"$f":"MIN(AP269,360/'Roof Bay Analysis'!$I$51*AR269)","v":334.5},43]
[111060.0468,111060.0702,111,"X",60,"DLH",16,"60DLH16",468,702,247,{"$f":"MIN(I270,360/'Roof Bay Analysis'!$I$51*K270)","v":370.5},46,null,null,null,null,null,null,null,null,null,null,null,null,null,null,null,null,null,null,null,null,null,111060.03705,111,"X",60,"DLH",16,"60DLH16",468,702,247,{"$f":"MIN(AP270,360/'Roof Bay Analysis'!$I$51*AR270)","v":370.5},46]
[111060.05379999999,111060.08070000001,111,"X",60,"DLH",17,"60DLH17",538,807,283,{"$f":"MIN(I271,360/'Roof Bay Analysis'!$I$51*K271)","v":424.5},52,null,null,null,null,null,null,null,null,null,null,null,null,null,null,null,null,null,null,null,null,null,111060.04244999999,111,"X",60,"DLH",17,"60DLH17",538,807,283,{"$f":"MIN(AP271,360/'Roof Bay Analysis'!$I$51*AR271)","v":424.5},52]
[111060.0621,111060.09315,111,"X",60,"DLH",18,"60DLH18",621,931.5,319,{"$f":"MIN(I272,360/'Roof Bay Analysis'!$I$51*K272)","v":478.5},59,null,null,null,null,null,null,null,null,null,null,null,null,null,null,null,null,null,null,null,null,null,111060.04785,111,"X",60,"DLH",18,"60DLH18",621,931.5,319,{"$f":"MIN(AP272,360/'Roof Bay Analysis'!$I$51*AR272)","v":478.5},59]
[112056.0223,112056.03345,112,"X",56,"DLH",11,"56DLH11",223,334.5,113,{"$f":"MIN(I273,360/'Roof Bay Analysis'!$I$51*K273)","v":169.5},26,null,null,null,null,null,null,null,null,null,null,null,null,null,null,null,null,null,null,null,null,null,112056.01695,112,"X",56,"DLH",11,"56DLH11",223,334.5,113,{"$f":"MIN(AP273,360/'Roof Bay Analysis'!$I$51*AR273)","v":169.5},26]
[112056.0254,112056.03810000001,112,"X",56,"DLH",12,"56DLH12",254,381,123,{"$f":"MIN(I274,360/'Roof Bay Analysis'!$I$51*K274)","v":184.5},30,null,null,null,null,null,null,null,null,null,null,null,null,null,null,null,null,null,null,null,null,null,112056.01845,112,"X",56,"DLH",12,"56DLH12",254,381,123,{"$f":"MIN(AP274,360/'Roof Bay Analysis'!$I$51*AR274)","v":184.5},30]
[112056.03079999999,112056.0462,112,"X",56,"DLH",13,"56DLH13",308,462,149,{"$f":"MIN(I275,360/'Roof Bay Analysis'!$I$51*K275)","v":223.5},34,null,null,null,null,null,null,null,null,null,null,null,null,null,null,null,null,null,null,null,null,null,112056.02235,112,"X",56,"DLH",13,"56DLH13",308,462,149,{"$f":"MIN(AP275,360/'Roof Bay Analysis'!$I$51*AR275)","v":223.5},34]
[112056.0349,112056.05235,112,"X",56,"DLH",14,"56DLH14",349,523.5,167,{"$f":"MIN(I276,360/'Roof Bay Analysis'!$I$51*K276)","v":250.5},39,null,null,null,null,null,null,null,null,null,null,null,null,null,null,null,null,null,null,null,null,null,112056.02505,112,"X",56,"DLH",14,"56DLH14",349,523.5,167,{"$f":"MIN(AP276,360/'Roof Bay Analysis'!$I$51*AR276)","v":250.5},39]
[112056.0396,112056.0594,112,"X",56,"DLH",15,"56DLH15",396,594,188,{"$f":"MIN(I277,360/'Roof Bay Analysis'!$I$51*K277)","v":282},42,null,null,null,null,null,null,null,null,null,null,null,null,null,null,null,null,null,null,null,null,null,112056.0282,112,"X",56,"DLH",15,"56DLH15",396,594,188,{"$f":"MIN(AP277,360/'Roof Bay Analysis'!$I$51*AR277)","v":282},42]
[112056.0428,112056.06419999999,112,"X",56,"DLH",16,"56DLH16",428,642,209,{"$f":"MIN(I278,360/'Roof Bay Analysis'!$I$51*K278)","v":313.5},46,null,null,null,null,null,null,null,null,null,null,null,null,null,null,null,null,null,null,null,null,null,112056.03135,112,"X",56,"DLH",16,"56DLH16",428,642,209,{"$f":"MIN(AP278,360/'Roof Bay Analysis'!$I$51*AR278)","v":313.5},46]
[112056.04919999999,112056.0738,112,"X",56,"DLH",17,"56DLH17",492,738,238,{"$f":"MIN(I279,360/'Roof Bay Analysis'!$I$51*K279)","v":357},51,null,null,null,null,null,null,null,null,null,null,null,null,null,null,null,null,null,null,null,null,null,112056.03569999999,112,"X",56,"DLH",17,"56DLH17",492,738,238,{"$f":"MIN(AP279,360/'Roof Bay Analysis'!$I$51*AR279)","v":357},51]
[112060.02650000001,112060.03975,112,"X",60,"DLH",12,"60DLH12",265,397.5,142,{"$f":"MIN(I280,360/'Roof Bay Analysis'!$I$51*K280)","v":213},29,null,null,null,null,null,null,null,null,null,null,null,null,null,null,null,null,null,null,null,null,null,112060.02129999999,112,"X",60,"DLH",12,"60DLH12",265,397.5,142,{"$f":"MIN(AP280,360/'Roof Bay Analysis'!$I$51*AR280)","v":213},29]
[112060.0322,112060.04829999999,112,"X",60,"DLH",13,"60DLH13",322,483,171,{"$f":"MIN(I281,360/'Roof Bay Analysis'!$I$51*K281)","v":256.5},35,null,null,null,null,null,null,null,null,null,null,null,null,null,null,null,null,null,null,null,null,null,112060.02565,112,"X",60,"DLH",13,"60DLH13",322,483,171,{"$f":"MIN(AP281,360/'Roof Bay Analysis'!$I$51*AR281)","v":256.5},35]
[112060.0356,112060.0534,112,"X",60,"DLH",14,"60DLH14",356,534,183,{"$f":"MIN(I282,360/'Roof Bay Analysis'!$I$51*K282)","v":274.5},40,null,null,null,null,null,null,null,null,null,null,null,null,null,null,null,null,null,null,null,null,null,112060.02744999999,112,"X",60,"DLH",14,"60DLH14",356,534,183,{"$f":"MIN(AP282,360/'Roof Bay Analysis'!$I$51*AR282)","v":274.5},40]
[112060.0419,112060.06285,112,"X",60,"DLH",15,"60DLH15",419,628.5,216,{"$f":"MIN(I283,360/'Roof Bay Analysis'!$I$51*K283)","v":324},43,null,null,null,null,null,null,null,null,null,null,null,null,null,null,null,null,null,null,null,null,null,112060.0324,112,"X",60,"DLH",15,"60DLH15",419,628.5,216,{"$f":"MIN(AP283,360/'Roof Bay Analysis'!$I$51*AR283)","v":324},43]
[112060.046,112060.069,112,"X",60,"DLH",16,"60DLH16",460,690,241,{"$f":"MIN(I284,360/'Roof Bay Analysis'!$I$51*K284)","v":361.5},46,null,null,null,null,null,null,null,null,null,null,null,null,null,null,null,null,null,null,null,null,null,112060.03615,112,"X",60,"DLH",16,"60DLH16",460,690,241,{"$f":"MIN(AP284,360/'Roof Bay Analysis'!$I$51*AR284)","v":361.5},46]
[112060.0529,112060.07935,112,"X",60,"DLH",17,"60DLH17",529,793.5,275,{"$f":"MIN(I285,360/'Roof Bay Analysis'!$I$51*K285)","v":412.5},52,null,null,null,null,null,null,null,null,null,null,null,null,null,null,null,null,null,null,null,null,null,112060.04124999999,112,"X",60,"DLH",17,"60DLH17",529,793.5,275,{"$f":"MIN(AP285,360/'Roof Bay Analysis'!$I$51*AR285)","v":412.5},52]
[112060.061,112060.09149999999,112,"X",60,"DLH",18,"60DLH18",610,915,310,{"$f":"MIN(I286,360/'Roof Bay Analysis'!$I$51*K286)","v":465},59,null,null,null,null,null,null,null,null,null,null,null,null,null,null,null,null,null,null,null,null,null,112060.0465,112,"X",60,"DLH",18,"60DLH18",610,915,310,{"$f":"MIN(AP286,360/'Roof Bay Analysis'!$I$51*AR286)","v":465},59]
[112080.0466,112080.0699,112,"X",80,"DLH",15,"80DLH15",466,699,321,{"$f":"MIN(I287,360/'Roof Bay Analysis'!$I$51*K287)","v":466},40,null,null,null,null,null,null,null,null,null,null,null,null,null,null,null,null,null,null,null,null,null,112080.0466,112,"X",80,"DLH",15,"80DLH15",466,699,321,{"$f":"MIN(AP287,360/'Roof Bay Analysis'!$I$51*AR287)","v":466},40]
[112080.056,112080.084,112,"X",80,"DLH",16,"80DLH16",560,840,375,{"$f":"MIN(I288,360/'Roof Bay Analysis'!$I$51*K288)","v":560},46,null,null,null,null,null,null,null,null,null,null,null,null,null,null,null,null,null,null,null,null,null,112080.056,112,"X",80,"DLH",16,"80DLH16",560,840,375,{"$f":"MIN(AP288,360/'Roof Bay Analysis'!$I$51*AR288)","v":560},46]
[112080.0647,112080.09705,112,"X",80,"DLH",17,"80DLH17",647,970.5,451,{"$f":"MIN(I289,360/'Roof Bay Analysis'!$I$51*K289)","v":647},53,null,null,null,null,null,null,null,null,null,null,null,null,null,null,null,null,null,null,null,null,null,112080.0647,112,"X",80,"DLH",17,"80DLH17",647,970.5,451,{"$f":"MIN(AP289,360/'Roof Bay Analysis'!$I$51*AR289)","v":647},53]
[112080.07309999999,112080.10965,112,"X",80,"DLH",18,"80DLH18",731,1096.5,516,{"$f":"MIN(I290,360/'Roof Bay Analysis'!$I$51*K290)","v":731},60,null,null,null,null,null,null,null,null,null,null,null,null,null,null,null,null,null,null,null,null,null,112080.07309999999,112,"X",80,"DLH",18,"80DLH18",731,1096.5,516,{"$f":"MIN(AP290,360/'Roof Bay Analysis'!$I$51*AR290)","v":731},60]
[112080.08530000001,112080.12794999999,112,"X",80,"DLH",19,"80DLH19",853,1279.5,578,{"$f":"MIN(I291,360/'Roof Bay Analysis'!$I$51*K291)","v":853},67,null,null,null,null,null,null,null,null,null,null,null,null,null,null,null,null,null,null,null,null,null,112080.08530000001,112,"X",80,"DLH",19,"80DLH19",853,1279.5,578,{"$f":"MIN(AP291,360/'Roof Bay Analysis'!$I$51*AR291)","v":853},67]
[112080.09639999999,112080.1446,112,"X",80,"DLH",20,"80DLH20",964,1446,646,{"$f":"MIN(I292,360/'Roof Bay Analysis'!$I$51*K292)","v":964},75,null,null,null,null,null,null,null,null,null,null,null,null,null,null,null,null,null,null,null,null,null,112080.09639999999,112,"X",80,"DLH",20,"80DLH20",964,1446,646,{"$f":"MIN(AP292,360/'Roof Bay Analysis'!$I$51*AR292)","v":964},75]
[113056.02190000001,113056.03285,113,"X",56,"DLH",11,"56DLH11",219,328.5,110,{"$f":"MIN(I293,360/'Roof Bay Analysis'!$I$51*K293)","v":165},26,null,null,null,null,null,null,null,null,null,null,null,null,null,null,null,null,null,null,null,null,null,113056.0165,113,"X",56,"DLH",11,"56DLH11",219,328.5,110,{"$f":"MIN(AP293,360/'Roof Bay Analysis'!$I$51*AR293)","v":165},26]
[113056.0249,113056.03735,113,"X",56,"DLH",12,"56DLH12",249,373.5,119,{"$f":"MIN(I294,360/'Roof Bay Analysis'!$I$51*K294)","v":178.5},30,null,null,null,null,null,null,null,null,null,null,null,null,null,null,null,null,null,null,null,null,null,113056.01785,113,"X",56,"DLH",12,"56DLH12",249,373.5,119,{"$f":"MIN(AP294,360/'Roof Bay Analysis'!$I$51*AR294)","v":178.5},30]
[113056.0303,113056.04545000001,113,"X",56,"DLH",13,"56DLH13",303,454.5,145,{"$f":"MIN(I295,360/'Roof Bay Analysis'!$I$51*K295)","v":217.5},34,null,null,null,null,null,null,null,null,null,null,null,null,null,null,null,null,null,null,null,null,null,113056.02175,113,"X",56,"DLH",13,"56DLH13",303,454.5,145,{"$f":"MIN(AP295,360/'Roof Bay Analysis'!$I$51*AR295)","v":217.5},34]
[113056.0343,113056.05145,113,"X",56,"DLH",14,"56DLH14",343,514.5,162,{"$f":"MIN(I296,360/'Roof Bay Analysis'!$I$51*K296)","v":243},39,null,null,null,null,null,null,null,null,null,null,null,null,null,null,null,null,null,null,null,null,null,113056.0243,113,"X",56,"DLH",14,"56DLH14",343,514.5,162,{"$f":"MIN(AP296,360/'Roof Bay Analysis'!$I$51*AR296)","v":243},39]
[113056.0389,113056.05835000001,113,"X",56,"DLH",15,"56DLH15",389,583.5,182,{"$f":"MIN(I297,360/'Roof Bay Analysis'!$I$51*K297)","v":273},42,null,null,null,null,null,null,null,null,null,null,null,null,null,null,null,null,null,null,null,null,null,113056.0273,113,"X",56,"DLH",15,"56DLH15",389,583.5,182,{"$f":"MIN(AP297,360/'Roof Bay Analysis'!$I$51*AR297)","v":273},42]
[113056.042,113056.06299999999,113,"X",56,"DLH",16,"56DLH16",420,630,204,{"$f":"MIN(I298,360/'Roof Bay Analysis'!$I$51*K298)","v":306},46,null,null,null,null,null,null,null,null,null,null,null,null,null,null,null,null,null,null,null,null,null,113056.0306,113,"X",56,"DLH",16,"56DLH16",420,630,204,{"$f":"MIN(AP298,360/'Roof Bay Analysis'!$I$51*AR298)","v":306},46]
[113056.04829999999,113056.07245000001,113,"X",56,"DLH",17,"56DLH17",483,724.5,231,{"$f":"MIN(I299,360/'Roof Bay Analysis'!$I$51*K299)","v":346.5},51,null,null,null,null,null,null,null,null,null,null,null,null,null,null,null,null,null,null,null,null,null,113056.03465,113,"X",56,"DLH",17,"56DLH17",483,724.5,231,{"$f":"MIN(AP299,360/'Roof Bay Analysis'!$I$51*AR299)","v":346.5},51]
[113060.0261,113060.03915,113,"X",60,"DLH",12,"60DLH12",261,391.5,138,{"$f":"MIN(I300,360/'Roof Bay Analysis'!$I$51*K300)","v":207},29,null,null,null,null,null,null,null,null,null,null,null,null,null,null,null,null,null,null,null,null,null,113060.02069999999,113,"X",60,"DLH",12,"60DLH12",261,391.5,138,{"$f":"MIN(AP300,360/'Roof Bay Analysis'!$I$51*AR300)","v":207},29]
[113060.0316,113060.0474,113,"X",60,"DLH",13,"60DLH13",316,474,167,{"$f":"MIN(I301,360/'Roof Bay Analysis'!$I$51*K301)","v":250.5},35,null,null,null,null,null,null,null,null,null,null,null,null,null,null,null,null,null,null,null,null,null,113060.02505,113,"X",60,"DLH",13,"60DLH13",316,474,167,{"$f":"MIN(AP301,360/'Roof Bay Analysis'!$I$51*AR301)","v":250.5},35]
[113060.035,113060.05250000001,113,"X",60,"DLH",14,"60DLH14",350,525,178,{"$f":"MIN(I302,360/'Roof Bay Analysis'!$I$51*K302)","v":267},40,null,null,null,null,null,null,null,null,null,null,null,null,null,null,null,null,null,null,null,null,null,113060.0267,113,"X",60,"DLH",14,"60DLH14",350,525,178,{"$f":"MIN(AP302,360/'Roof Bay Analysis'!$I$51*AR302)","v":267},40]
[113060.04120000001,113060.0618,113,"X",60,"DLH",15,"60DLH15",412,618,210,{"$f":"MIN(I303,360/'Roof Bay Analysis'!$I$51*K303)","v":315},43,null,null,null,null,null,null,null,null,null,null,null,null,null,null,null,null,null,null,null,null,null,113060.0315,113,"X",60,"DLH",15,"60DLH15",412,618,210,{"$f":"MIN(AP303,360/'Roof Bay Analysis'!$I$51*AR303)","v":315},43]
[113060.0451,113060.06765,113,"X",60,"DLH",16,"60DLH16",451,676.5,235,{"$f":"MIN(I304,360/'Roof Bay Analysis'!$I$51*K304)","v":352.5},46,null,null,null,null,null,null,null,null,null,null,null,null,null,null,null,null,null,null,null,null,null,113060.03525,113,"X",60,"DLH",16,"60DLH16",451,676.5,235,{"$f":"MIN(AP304,360/'Roof Bay Analysis'!$I$51*AR304)","v":352.5},46]
[113060.05190000001,113060.07785,113,"X",60,"DLH",17,"60DLH17",519,778.5,267,{"$f":"MIN(I305,360/'Roof Bay Analysis'!$I$51*K305)","v":400.5},52,null,null,null,null,null,null,null,null,null,null,null,null,null,null,null,null,null,null,null,null,null,113060.04005,113,"X",60,"DLH",17,"60DLH17",519,778.5,267,{"$f":"MIN(AP305,360/'Roof Bay Analysis'!$I$51*AR305)","v":400.5},52]
[113060.05989999999,113060.08985,113,"X",60,"DLH",18,"60DLH18",599,898.5,303,{"$f":"MIN(I306,360/'Roof Bay Analysis'!$I$51*K306)","v":454.5},59,null,null,null,null,null,null,null,null,null,null,null,null,null,null,null,null,null,null,null,null,null,113060.04545000001,113,"X",60,"DLH",18,"60DLH18",599,898.5,303,{"$f":"MIN(AP306,360/'Roof Bay Analysis'!$I$51*AR306)","v":454.5},59]
[113080.0442,113080.06630000001,113,"X",80,"DLH",15,"80DLH15",442,663,296,{"$f":"MIN(I307,360/'Roof Bay Analysis'!$I$51*K307)","v":442},40,null,null,null,null,null,null,null,null,null,null,null,null,null,null,null,null,null,null,null,null,null,113080.0442,113,"X",80,"DLH",15,"80DLH15",442,663,296,{"$f":"MIN(AP307,360/'Roof Bay Analysis'!$I$51*AR307)","v":442},40]
[113080.05349999999,113080.08025,113,"X",80,"DLH",16,"80DLH16",535,802.5,347,{"$f":"MIN(I308,360/'Roof Bay Analysis'!$I$51*K308)","v":520.5},46,null,null,null,null,null,null,null,null,null,null,null,null,null,null,null,null,null,null,null,null,null,113080.05205,113,"X",80,"DLH",16,"80DLH16",535,802.5,347,{"$f":"MIN(AP308,360/'Roof Bay Analysis'!$I$51*AR308)","v":520.5},46]
[113080.06170000001,113080.09255,113,"X",80,"DLH",17,"80DLH17",617,925.5,416,{"$f":"MIN(I309,360/'Roof Bay Analysis'!$I$51*K309)","v":617},53,null,null,null,null,null,null,null,null,null,null,null,null,null,null,null,null,null,null,null,null,null,113080.06170000001,113,"X",80,"DLH",17,"80DLH17",617,925.5,416,{"$f":"MIN(AP309,360/'Roof Bay Analysis'!$I$51*AR309)","v":617},53]
[113080.0696,113080.1044,113,"X",80,"DLH",18,"80DLH18",696,1044,477,{"$f":"MIN(I310,360/'Roof Bay Analysis'!$I$51*K310)","v":696},60,null,null,null,null,null,null,null,null,null,null,null,null,null,null,null,null,null,null,null,null,null,113080.0696,113,"X",80,"DLH",18,"80DLH18",696,1044,477,{"$f":"MIN(AP310,360/'Roof Bay Analysis'!$I$51*AR310)","v":696},60]
[113080.0812,113080.12179999999,113,"X",80,"DLH",19,"80DLH19",812,1218,533,{"$f":"MIN(I311,360/'Roof Bay Analysis'!$I$51*K311)","v":799.5},67,null,null,null,null,null,null,null,null,null,null,null,null,null,null,null,null,null,null,null,null,null,113080.07995,113,"X",80,"DLH",19,"80DLH19",812,1218,533,{"$f":"MIN(AP311,360/'Roof Bay Analysis'!$I$51*AR311)","v":799.5},67]
[113080.09209999999,113080.13815,113,"X",80,"DLH",20,"80DLH20",921,1381.5,596,{"$f":"MIN(I312,360/'Roof Bay Analysis'!$I$51*K312)","v":894},75,null,null,null,null,null,null,null,null,null,null,null,null,null,null,null,null,null,null,null,null,null,113080.0894,113,"X",80,"DLH",20,"80DLH20",921,1381.5,596,{"$f":"MIN(AP312,360/'Roof Bay Analysis'!$I$51*AR312)","v":894},75]
[114060.02559999999,114060.0384,114,"X",60,"DLH",12,"60DLH12",256,384,134,{"$f":"MIN(I313,360/'Roof Bay Analysis'!$I$51*K313)","v":201},29,null,null,null,null,null,null,null,null,null,null,null,null,null,null,null,null,null,null,null,null,null,114060.02009999999,114,"X",60,"DLH",12,"60DLH12",256,384,134,{"$f":"MIN(AP313,360/'Roof Bay Analysis'!$I$51*AR313)","v":201},29]
[114060.03109999999,114060.04665,114,"X",60,"DLH",13,"60DLH13",311,466.5,163,{"$f":"MIN(I314,360/'Roof Bay Analysis'!$I$51*K314)","v":244.5},35,null,null,null,null,null,null,null,null,null,null,null,null,null,null,null,null,null,null,null,null,null,114060.02445,114,"X",60,"DLH",13,"60DLH13",311,466.5,163,{"$f":"MIN(AP314,360/'Roof Bay Analysis'!$I$51*AR314)","v":244.5},35]
[114060.0344,114060.05160000001,114,"X",60,"DLH",14,"60DLH14",344,516,173,{"$f":"MIN(I315,360/'Roof Bay Analysis'!$I$51*K315)","v":259.5},40,null,null,null,null,null,null,null,null,null,null,null,null,null,null,null,null,null,null,null,null,null,114060.02595,114,"X",60,"DLH",14,"60DLH14",344,516,173,{"$f":"MIN(AP315,360/'Roof Bay Analysis'!$I$51*AR315)","v":259.5},40]
[114060.0405,114060.06075,114,"X",60,"DLH",15,"60DLH15",405,607.5,205,{"$f":"MIN(I316,360/'Roof Bay Analysis'!$I$51*K316)","v":307.5},43,null,null,null,null,null,null,null,null,null,null,null,null,null,null,null,null,null,null,null,null,null,114060.03075000001,114,"X",60,"DLH",15,"60DLH15",405,607.5,205,{"$f":"MIN(AP316,360/'Roof Bay Analysis'!$I$51*AR316)","v":307.5},43]
[114060.0444,114060.06660000001,114,"X",60,"DLH",16,"60DLH16",444,666,228,{"$f":"MIN(I317,360/'Roof Bay Analysis'!$I$51*K317)","v":342},46,null,null,null,null,null,null,null,null,null,null,null,null,null,null,null,null,null,null,null,null,null,114060.03419999999,114,"X",60,"DLH",16,"60DLH16",444,666,228,{"$f":"MIN(AP317,360/'Roof Bay Analysis'!$I$51*AR317)","v":342},46]
[114060.05100000001,114060.0765,114,"X",60,"DLH",17,"60DLH17",510,765,261,{"$f":"MIN(I318,360/'Roof Bay Analysis'!$I$51*K318)","v":391.5},52,null,null,null,null,null,null,null,null,null,null,null,null,null,null,null,null,null,null,null,null,null,114060.03915,114,"X",60,"DLH",17,"60DLH17",510,765,261,{"$f":"MIN(AP318,360/'Roof Bay Analysis'!$I$51*AR318)","v":391.5},52]
[114060.0589,114060.08835000001,114,"X",60,"DLH",18,"60DLH18",589,883.5,294,{"$f":"MIN(I319,360/'Roof Bay Analysis'!$I$51*K319)","v":441},59,null,null,null,null,null,null,null,null,null,null,null,null,null,null,null,null,null,null,null,null,null,114060.0441,114,"X",60,"DLH",18,"60DLH18",589,883.5,294,{"$f":"MIN(AP319,360/'Roof Bay Analysis'!$I$51*AR319)","v":441},59]
[114064.0264,114064.0396,114,"X",64,"DLH",12,"64DLH12",264,396,153,{"$f":"MIN(I320,360/'Roof Bay Analysis'!$I$51*K320)","v":229.5},31,null,null,null,null,null,null,null,null,null,null,null,null,null,null,null,null,null,null,null,null,null,114064.02295,114,"X",64,"DLH",12,"64DLH12",264,396,153,{"$f":"MIN(AP320,360/'Roof Bay Analysis'!$I$51*AR320)","v":229.5},31]
[114064.0321,114064.04815,114,"X",64,"DLH",13,"64DLH13",321,481.5,186,{"$f":"MIN(I321,360/'Roof Bay Analysis'!$I$51*K321)","v":279},34,null,null,null,null,null,null,null,null,null,null,null,null,null,null,null,null,null,null,null,null,null,114064.0279,114,"X",64,"DLH",13,"64DLH13",321,481.5,186,{"$f":"MIN(AP321,360/'Roof Bay Analysis'!$I$51*AR321)","v":279},34]
[114064.0367,114064.05505,114,"X",64,"DLH",14,"64DLH14",367,550.5,199,{"$f":"MIN(I322,360/'Roof Bay Analysis'!$I$51*K322)","v":298.5},40,null,null,null,null,null,null,null,null,null,null,null,null,null,null,null,null,null,null,null,null,null,114064.02985000001,114,"X",64,"DLH",14,"64DLH14",367,550.5,199,{"$f":"MIN(AP322,360/'Roof Bay Analysis'!$I$51*AR322)","v":298.5},40]
[114064.04210000001,114064.06315,114,"X",64,"DLH",15,"64DLH15",421,631.5,234,{"$f":"MIN(I323,360/'Roof Bay Analysis'!$I$51*K323)","v":351},43,null,null,null,null,null,null,null,null,null,null,null,null,null,null,null,null,null,null,null,null,null,114064.03509999999,114,"X",64,"DLH",15,"64DLH15",421,631.5,234,{"$f":"MIN(AP323,360/'Roof Bay Analysis'!$I$51*AR323)","v":351},43]
[{"$f":"C324*1000+E324+I324/10000","v":114064.0474},{"$f":"C324*1000+E324+J324/10000","v":114064.0711},114,"X",64,"DLH",16,"64DLH16",474,{"$f":"1.5*I324","v":711},262,{"$f":"MIN(I324,360/'Roof Bay Analysis'!$I$51*K324)","v":393},46,null,null,null,null,null,null,null,null,null,null,null,null,null,null,null,null,null,null,null,null,null,{"$f":"AJ324*1000+AL324+AS324/10000","v":114064.0393},114,"X",64,"DLH",16,"64DLH16",474,{"$f":"1.5*AP324","v":711},262,{"$f":"MIN(AP324,360/'Roof Bay Analysis'!$I$51*AR324)","v":393},46]
[114064.0546,114064.0819,114,"X",{"$f":"VALUE(LEFT(H325,2))","v":64},{"$f":"MID(H325,3,LEN(H325)-4)","v":"DLH"},{"$f":"VALUE(RIGHT(H325,2))","v":17},"64DLH17",546,819,298,{"$f":"MIN(I325,360/'Roof Bay Analysis'!$I$51*K325)","v":447},52,null,null,null,null,null,null,null,null,null,null,null,null,null,null,null,null,null,null,null,null,null,114064.0447,114,"X",{"$f":"VALUE(LEFT(AO325,2))","v":64},{"$f":"MID(AO325,3,LEN(AO325)-4)","v":"DLH"},{"$f":"VALUE(RIGHT(AO325,2))","v":17},"64DLH17",546,819,298,{"$f":"MIN(AP325,360/'Roof Bay Analysis'!$I$51*AR325)","v":447},52]
[114064.06299999999,114064.09450000001,114,"X",64,"DLH",18,"64DLH18",630,945,337,{"$f":"MIN(I326,360/'Roof Bay Analysis'!$I$51*K326)","v":505.5},59,null,null,null,null,null,null,null,null,null,null,null,null,null,null,null,null,null,null,null,null,null,114064.05055,114,"X",64,"DLH",18,"64DLH18",630,945,337,{"$f":"MIN(AP326,360/'Roof Bay Analysis'!$I$51*AR326)","v":505.5},59]
[114080.0442,114080.06630000001,114,"X",80,"DLH",15,"80DLH15",442,663,296,{"$f":"MIN(I327,360/'Roof Bay Analysis'!$I$51*K327)","v":442},40,null,null,null,null,null,null,null,null,null,null,null,null,null,null,null,null,null,null,null,null,null,114080.0442,114,"X",80,"DLH",15,"80DLH15",442,663,296,{"$f":"MIN(AP327,360/'Roof Bay Analysis'!$I$51*AR327)","v":442},40]
[114080.05349999999,114080.08025,114,"X",80,"DLH",16,"80DLH16",535,802.5,347,{"$f":"MIN(I328,360/'Roof Bay Analysis'!$I$51*K328)","v":520.5},46,null,null,null,null,null,null,null,null,null,null,null,null,null,null,null,null,null,null,null,null,null,114080.05205,114,"X",80,"DLH",16,"80DLH16",535,802.5,347,{"$f":"MIN(AP328,360/'Roof Bay Analysis'!$I$51*AR328)","v":520.5},46]
[114080.06170000001,114080.09255,114,"X",80,"DLH",17,"80DLH17",617,925.5,416,{"$f":"MIN(I329,360/'Roof Bay Analysis'!$I$51*K329)","v":617},53,null,null,null,null,null,null,null,null,null,null,null,null,null,null,null,null,null,null,null,null,null,114080.06170000001,114,"X",80,"DLH",17,"80DLH17",617,925.5,416,{"$f":"MIN(AP329,360/'Roof Bay Analysis'!$I$51*AR329)","v":617},53]
[114080.0696,114080.1044,114,"X",80,"DLH",18,"80DLH18",696,1044,477,{"$f":"MIN(I330,360/'Roof Bay Analysis'!$I$51*K330)","v":696},60,null,null,null,null,null,null,null,null,null,null,null,null,null,null,null,null,null,null,null,null,null,114080.0696,114,"X",80,"DLH",18,"80DLH18",696,1044,477,{"$f":"MIN(AP330,360/'Roof Bay Analysis'!$I$51*AR330)","v":696},60]
[114080.0812,114080.12179999999,114,"X",80,"DLH",19,"80DLH19",812,1218,533,{"$f":"MIN(I331,360/'Roof Bay Analysis'!$I$51*K331)","v":799.5},67,null,null,null,null,null,null,null,null,null,null,null,null,null,null,null,null,null,null,null,null,null,114080.07995,114,"X",80,"DLH",19,"80DLH19",812,1218,533,{"$f":"MIN(AP331,360/'Roof Bay Analysis'!$I$51*AR331)","v":799.5},67]
[114080.09209999999,114080.13815,114,"X",80,"DLH",20,"80DLH20",921,1381.5,596,{"$f":"MIN(I332,360/'Roof Bay Analysis'!$I$51*K332)","v":894},75,null,null,null,null,null,null,null,null,null,null,null,null,null,null,null,null,null,null,null,null,null,114080.0894,114,"X",80,"DLH",20,"80DLH20",921,1381.5,596,{"$f":"MIN(AP332,360/'Roof Bay Analysis'!$I$51*AR332)","v":894},75]
[115060.0252,115060.03780000001,115,"X",60,"DLH",12,"60DLH12",252,378,131,{"$f":"MIN(I333,360/'Roof Bay Analysis'!$I$51*K333)","v":196.5},29,null,null,null,null,null,null,null,null,null,null,null,null,null,null,null,null,null,null,null,null,null,115060.01965,115,"X",60,"DLH",12,"60DLH12",252,378,131,{"$f":"MIN(AP333,360/'Roof Bay Analysis'!$I$51*AR333)","v":196.5},29]
[115060.0306,115060.0459,115,"X",60,"DLH",13,"60DLH13",306,459,158,{"$f":"MIN(I334,360/'Roof Bay Analysis'!$I$51*K334)","v":237},35,null,null,null,null,null,null,null,null,null,null,null,null,null,null,null,null,null,null,null,null,null,115060.02370000001,115,"X",60,"DLH",13,"60DLH13",306,459,158,{"$f":"MIN(AP334,360/'Roof Bay Analysis'!$I$51*AR334)","v":237},35]
[115060.0338,115060.05070000001,115,"X",60,"DLH",14,"60DLH14",338,507,170,{"$f":"MIN(I335,360/'Roof Bay Analysis'!$I$51*K335)","v":255},40,null,null,null,null,null,null,null,null,null,null,null,null,null,null,null,null,null,null,null,null,null,115060.0255,115,"X",60,"DLH",14,"60DLH14",338,507,170,{"$f":"MIN(AP335,360/'Roof Bay Analysis'!$I$51*AR335)","v":255},40]
[115060.0398,115060.0597,115,"X",60,"DLH",15,"60DLH15",398,597,200,{"$f":"MIN(I336,360/'Roof Bay Analysis'!$I$51*K336)","v":300},43,null,null,null,null,null,null,null,null,null,null,null,null,null,null,null,null,null,null,null,null,null,115060.03,115,"X",60,"DLH",15,"60DLH15",398,597,200,{"$f":"MIN(AP336,360/'Roof Bay Analysis'!$I$51*AR336)","v":300},43]
[115060.0436,115060.06540000001,115,"X",60,"DLH",16,"60DLH16",436,654,223,{"$f":"MIN(I337,360/'Roof Bay Analysis'!$I$51*K337)","v":334.5},46,null,null,null,null,null,null,null,null,null,null,null,null,null,null,null,null,null,null,null,null,null,115060.03345,115,"X",60,"DLH",16,"60DLH16",436,654,223,{"$f":"MIN(AP337,360/'Roof Bay Analysis'!$I$51*AR337)","v":334.5},46]
[115060.05009999999,115060.07515,115,"X",60,"DLH",17,"60DLH17",501,751.5,254,{"$f":"MIN(I338,360/'Roof Bay Analysis'!$I$51*K338)","v":381},52,null,null,null,null,null,null,null,null,null,null,null,null,null,null,null,null,null,null,null,null,null,115060.03810000001,115,"X",60,"DLH",17,"60DLH17",501,751.5,254,{"$f":"MIN(AP338,360/'Roof Bay Analysis'!$I$51*AR338)","v":381},52]
[115060.0578,115060.0867,115,"X",60,"DLH",18,"60DLH18",578,867,286,{"$f":"MIN(I339,360/'Roof Bay Analysis'!$I$51*K339)","v":429},59,null,null,null,null,null,null,null,null,null,null,null,null,null,null,null,null,null,null,null,null,null,115060.0429,115,"X",60,"DLH",18,"60DLH18",578,867,286,{"$f":"MIN(AP339,360/'Roof Bay Analysis'!$I$51*AR339)","v":429},59]
[115064.02589999999,115064.03885,115,"X",64,"DLH",12,"64DLH12",259,388.5,150,{"$f":"MIN(I340,360/'Roof Bay Analysis'!$I$51*K340)","v":225},31,null,null,null,null,null,null,null,null,null,null,null,null,null,null,null,null,null,null,null,null,null,115064.02250000001,115,"X",64,"DLH",12,"64DLH12",259,388.5,150,{"$f":"MIN(AP340,360/'Roof Bay Analysis'!$I$51*AR340)","v":225},31]
[115064.0315,115064.04725,115,"X",64,"DLH",13,"64DLH13",315,472.5,181,{"$f":"MIN(I341,360/'Roof Bay Analysis'!$I$51*K341)","v":271.5},34,null,null,null,null,null,null,null,null,null,null,null,null,null,null,null,null,null,null,null,null,null,115064.02714999999,115,"X",64,"DLH",13,"64DLH13",315,472.5,181,{"$f":"MIN(AP341,360/'Roof Bay Analysis'!$I$51*AR341)","v":271.5},34]
[115064.03599999999,115064.054,115,"X",64,"DLH",14,"64DLH14",360,540,193,{"$f":"MIN(I342,360/'Roof Bay Analysis'!$I$51*K342)","v":289.5},40,null,null,null,null,null,null,null,null,null,null,null,null,null,null,null,null,null,null,null,null,null,115064.02895000001,115,"X",64,"DLH",14,"64DLH14",360,540,193,{"$f":"MIN(AP342,360/'Roof Bay Analysis'!$I$51*AR342)","v":289.5},40]
[115064.0414,115064.0621,115,"X",64,"DLH",15,"64DLH15",414,621,228,{"$f":"MIN(I343,360/'Roof Bay Analysis'!$I$51*K343)","v":342},43,null,null,null,null,null,null,null,null,null,null,null,null,null,null,null,null,null,null,null,null,null,115064.03419999999,115,"X",64,"DLH",15,"64DLH15",414,621,228,{"$f":"MIN(AP343,360/'Roof Bay Analysis'!$I$51*AR343)","v":342},43]
[115064.0466,115064.0699,115,"X",64,"DLH",16,"64DLH16",466,699,254,{"$f":"MIN(I344,360/'Roof Bay Analysis'!$I$51*K344)","v":381},46,null,null,null,null,null,null,null,null,null,null,null,null,null,null,null,null,null,null,null,null,null,115064.03810000001,115,"X",64,"DLH",16,"64DLH16",466,699,254,{"$f":"MIN(AP344,360/'Roof Bay Analysis'!$I$51*AR344)","v":381},46]
[115064.0536,115064.08040000001,115,"X",64,"DLH",17,"64DLH17",536,804,290,{"$f":"MIN(I345,360/'Roof Bay Analysis'!$I$51*K345)","v":435},52,null,null,null,null,null,null,null,null,null,null,null,null,null,null,null,null,null,null,null,null,null,115064.0435,115,"X",64,"DLH",17,"64DLH17",536,804,290,{"$f":"MIN(AP345,360/'Roof Bay Analysis'!$I$51*AR345)","v":435},52]
[115064.0619,115064.09285,115,"X",64,"DLH",18,"64DLH18",619,928.5,328,{"$f":"MIN(I346,360/'Roof Bay Analysis'!$I$51*K346)","v":492},59,null,null,null,null,null,null,null,null,null,null,null,null,null,null,null,null,null,null,null,null,null,115064.04919999999,115,"X",64,"DLH",18,"64DLH18",619,928.5,328,{"$f":"MIN(AP346,360/'Roof Bay Analysis'!$I$51*AR346)","v":492},59]
[115080.0442,115080.06630000001,115,"X",80,"DLH",15,"80DLH15",442,663,296,{"$f":"MIN(I347,360/'Roof Bay Analysis'!$I$51*K347)","v":442},40,null,null,null,null,null,null,null,null,null,null,null,null,null,null,null,null,null,null,null,null,null,115080.0442,115,"X",80,"DLH",15,"80DLH15",442,663,296,{"$f":"MIN(AP347,360/'Roof Bay Analysis'!$I$51*AR347)","v":442},40]
[115080.05349999999,115080.08025,115,"X",80,"DLH",16,"80DLH16",535,802.5,347,{"$f":"MIN(I348,360/'Roof Bay Analysis'!$I$51*K348)","v":520.5},46,null,null,null,null,null,null,null,null,null,null,null,null,null,null,null,null,null,null,null,null,null,115080.05205,115,"X",80,"DLH",16,"80DLH16",535,802.5,347,{"$f":"MIN(AP348,360/'Roof Bay Analysis'!$I$51*AR348)","v":520.5},46]
[115080.06170000001,115080.09255,115,"X",80,"DLH",17,"80DLH17",617,925.5,416,{"$f":"MIN(I349,360/'Roof Bay Analysis'!$I$51*K349)","v":617},53,null,null,null,null,null,null,null,null,null,null,null,null,null,null,null,null,null,null,null,null,null,115080.06170000001,115,"X",80,"DLH",17,"80DLH17",617,925.5,416,{"$f":"MIN(AP349,360/'Roof Bay Analysis'!$I$51*AR349)","v":617},53]
[115080.0696,115080.1044,115,"X",80,"DLH",18,"80DLH18",696,1044,477,{"$f":"MIN(I350,360/'Roof Bay Analysis'!$I$51*K350)","v":696},60,null,null,null,null,null,null,null,null,null,null,null,null,null,null,null,null,null,null,null,null,null,115080.0696,115,"X",80,"DLH",18,"80DLH18",696,1044,477,{"$f":"MIN(AP350,360/'Roof Bay Analysis'!$I$51*AR350)","v":696},60]
[115080.0812,115080.12179999999,115,"X",80,"DLH",19,"80DLH19",812,1218,533,{"$f":"MIN(I351,360/'Roof Bay Analysis'!$I$51*K351)","v":799.5},67,null,null,null,null,null,null,null,null,null,null,null,null,null,null,null,null,null,null,null,null,null,115080.07995,115,"X",80,"DLH",19,"80DLH19",812,1218,533,{"$f":"MIN(AP351,360/'Roof Bay Analysis'!$I$51*AR351)","v":799.5},67]
[115080.09209999999,115080.13815,115,"X",80,"DLH",20,"80DLH20",921,1381.5,596,{"$f":"MIN(I352,360/'Roof Bay Analysis'!$I$51*K352)","v":894},75,null,null,null,null,null,null,null,null,null,null,null,null,null,null,null,null,null,null,null,null,null,115080.0894,115,"X",80,"DLH",20,"80DLH20",921,1381.5,596,{"$f":"MIN(AP352,360/'Roof Bay Analysis'!$I$51*AR352)","v":894},75]
[116060.0248,116060.03720000001,116,"X",60,"DLH",12,"60DLH12",248,372,128,{"$f":"MIN(I353,360/'Roof Bay Analysis'!$I$51*K353)","v":192},29,null,null,null,null,null,null,null,null,null,null,null,null,null,null,null,null,null,null,null,null,null,116060.0192,116,"X",60,"DLH",12,"60DLH12",248,372,128,{"$f":"MIN(AP353,360/'Roof Bay Analysis'!$I$51*AR353)","v":192},29]
[116060.0301,116060.04515000001,116,"X",60,"DLH",13,"60DLH13",301,451.5,154,{"$f":"MIN(I354,360/'Roof Bay Analysis'!$I$51*K354)","v":231},35,null,null,null,null,null,null,null,null,null,null,null,null,null,null,null,null,null,null,null,null,null,116060.02310000001,116,"X",60,"DLH",13,"60DLH13",301,451.5,154,{"$f":"MIN(AP354,360/'Roof Bay Analysis'!$I$51*AR354)","v":231},35]
[116060.03320000001,116060.04979999999,116,"X",60,"DLH",14,"60DLH14",332,498,165,{"$f":"MIN(I355,360/'Roof Bay Analysis'!$I$51*K355)","v":247.5},40,null,null,null,null,null,null,null,null,null,null,null,null,null,null,null,null,null,null,null,null,null,116060.02475,116,"X",60,"DLH",14,"60DLH14",332,498,165,{"$f":"MIN(AP355,360/'Roof Bay Analysis'!$I$51*AR355)","v":247.5},40]
[116060.0392,116060.0588,116,"X",60,"DLH",15,"60DLH15",392,588,194,{"$f":"MIN(I356,360/'Roof Bay Analysis'!$I$51*K356)","v":291},43,null,null,null,null,null,null,null,null,null,null,null,null,null,null,null,null,null,null,null,null,null,116060.0291,116,"X",60,"DLH",15,"60DLH15",392,588,194,{"$f":"MIN(AP356,360/'Roof Bay Analysis'!$I$51*AR356)","v":291},43]
[116060.0428,116060.06419999999,116,"X",60,"DLH",16,"60DLH16",428,642,217,{"$f":"MIN(I357,360/'Roof Bay Analysis'!$I$51*K357)","v":325.5},46,null,null,null,null,null,null,null,null,null,null,null,null,null,null,null,null,null,null,null,null,null,116060.03255,116,"X",60,"DLH",16,"60DLH16",428,642,217,{"$f":"MIN(AP357,360/'Roof Bay Analysis'!$I$51*AR357)","v":325.5},46]
[116060.0493,116060.07395000001,116,"X",60,"DLH",17,"60DLH17",493,739.5,247,{"$f":"MIN(I358,360/'Roof Bay Analysis'!$I$51*K358)","v":370.5},52,null,null,null,null,null,null,null,null,null,null,null,null,null,null,null,null,null,null,null,null,null,116060.03705,116,"X",60,"DLH",17,"60DLH17",493,739.5,247,{"$f":"MIN(AP358,360/'Roof Bay Analysis'!$I$51*AR358)","v":370.5},52]
[116060.05680000001,116060.0852,116,"X",60,"DLH",18,"60DLH18",568,852,279,{"$f":"MIN(I359,360/'Roof Bay Analysis'!$I$51*K359)","v":418.5},59,null,null,null,null,null,null,null,null,null,null,null,null,null,null,null,null,null,null,null,null,null,116060.04184999999,116,"X",60,"DLH",18,"60DLH18",568,852,279,{"$f":"MIN(AP359,360/'Roof Bay Analysis'!$I$51*AR359)","v":418.5},59]
[116064.0255,116064.03825,116,"X",64,"DLH",12,"64DLH12",255,382.5,146,{"$f":"MIN(I360,360/'Roof Bay Analysis'!$I$51*K360)","v":219},31,null,null,null,null,null,null,null,null,null,null,null,null,null,null,null,null,null,null,null,null,null,116064.02190000001,116,"X",64,"DLH",12,"64DLH12",255,382.5,146,{"$f":"MIN(AP360,360/'Roof Bay Analysis'!$I$51*AR360)","v":219},31]
[116064.031,116064.0465,116,"X",64,"DLH",13,"64DLH13",310,465,176,{"$f":"MIN(I361,360/'Roof Bay Analysis'!$I$51*K361)","v":264},34,null,null,null,null,null,null,null,null,null,null,null,null,null,null,null,null,null,null,null,null,null,116064.0264,116,"X",64,"DLH",13,"64DLH13",310,465,176,{"$f":"MIN(AP361,360/'Roof Bay Analysis'!$I$51*AR361)","v":264},34]
[116064.03539999999,116064.0531,116,"X",64,"DLH",14,"64DLH14",354,531,189,{"$f":"MIN(I362,360/'Roof Bay Analysis'!$I$51*K362)","v":283.5},40,null,null,null,null,null,null,null,null,null,null,null,null,null,null,null,null,null,null,null,null,null,116064.02834999999,116,"X",64,"DLH",14,"64DLH14",354,531,189,{"$f":"MIN(AP362,360/'Roof Bay Analysis'!$I$51*AR362)","v":283.5},40]
[116064.0407,116064.06105,116,"X",64,"DLH",15,"64DLH15",407,610.5,223,{"$f":"MIN(I363,360/'Roof Bay Analysis'!$I$51*K363)","v":334.5},43,null,null,null,null,null,null,null,null,null,null,null,null,null,null,null,null,null,null,null,null,null,116064.03345,116,"X",64,"DLH",15,"64DLH15",407,610.5,223,{"$f":"MIN(AP363,360/'Roof Bay Analysis'!$I$51*AR363)","v":334.5},43]
[116064.04580000001,116064.0687,116,"X",64,"DLH",16,"64DLH16",458,687,248,{"$f":"MIN(I364,360/'Roof Bay Analysis'!$I$51*K364)","v":372},46,null,null,null,null,null,null,null,null,null,null,null,null,null,null,null,null,null,null,null,null,null,116064.03720000001,116,"X",64,"DLH",16,"64DLH16",458,687,248,{"$f":"MIN(AP364,360/'Roof Bay Analysis'!$I$51*AR364)","v":372},46]
[116064.0527,116064.07905,116,"X",64,"DLH",17,"64DLH17",527,790.5,283,{"$f":"MIN(I365,360/'Roof Bay Analysis'!$I$51*K365)","v":424.5},52,null,null,null,null,null,null,null,null,null,null,null,null,null,null,null,null,null,null,null,null,null,116064.04244999999,116,"X",64,"DLH",17,"64DLH17",527,790.5,283,{"$f":"MIN(AP365,360/'Roof Bay Analysis'!$I$51*AR365)","v":424.5},52]
[116064.06080000001,116064.0912,116,"X",64,"DLH",18,"64DLH18",608,912,320,{"$f":"MIN(I366,360/'Roof Bay Analysis'!$I$51*K366)","v":480},59,null,null,null,null,null,null,null,null,null,null,null,null,null,null,null,null,null,null,null,null,null,116064.048,116,"X",64,"DLH",18,"64DLH18",608,912,320,{"$f":"MIN(AP366,360/'Roof Bay Analysis'!$I$51*AR366)","v":480},59]
[116080.04210000001,116080.06315,116,"X",80,"DLH",15,"80DLH15",421,631.5,275,{"$f":"MIN(I367,360/'Roof Bay Analysis'!$I$51*K367)","v":412.5},40,null,null,null,null,null,null,null,null,null,null,null,null,null,null,null,null,null,null,null,null,null,116080.04124999999,116,"X",80,"DLH",15,"80DLH15",421,631.5,275,{"$f":"MIN(AP367,360/'Roof Bay Analysis'!$I$51*AR367)","v":412.5},40]
[116080.0509,116080.07635,116,"X",80,"DLH",16,"80DLH16",509,763.5,321,{"$f":"MIN(I368,360/'Roof Bay Analysis'!$I$51*K368)","v":481.5},46,null,null,null,null,null,null,null,null,null,null,null,null,null,null,null,null,null,null,null,null,null,116080.04815,116,"X",80,"DLH",16,"80DLH16",509,763.5,321,{"$f":"MIN(AP368,360/'Roof Bay Analysis'!$I$51*AR368)","v":481.5},46]
[116080.05869999999,116080.08805000001,116,"X",80,"DLH",17,"80DLH17",587,880.5,386,{"$f":"MIN(I369,360/'Roof Bay Analysis'!$I$51*K369)","v":579},53,null,null,null,null,null,null,null,null,null,null,null,null,null,null,null,null,null,null,null,null,null,116080.0579,116,"X",80,"DLH",17,"80DLH17",587,880.5,386,{"$f":"MIN(AP369,360/'Roof Bay Analysis'!$I$51*AR369)","v":579},53]
[116080.0662,116080.0993,116,"X",80,"DLH",18,"80DLH18",662,993,441,{"$f":"MIN(I370,360/'Roof Bay Analysis'!$I$51*K370)","v":661.5},60,null,null,null,null,null,null,null,null,null,null,null,null,null,null,null,null,null,null,null,null,null,116080.06615,116,"X",80,"DLH",18,"80DLH18",662,993,441,{"$f":"MIN(AP370,360/'Roof Bay Analysis'!$I$51*AR370)","v":661.5},60]
[116080.0773,116080.11595000001,116,"X",80,"DLH",19,"80DLH19",773,1159.5,493,{"$f":"MIN(I371,360/'Roof Bay Analysis'!$I$51*K371)","v":739.5},67,null,null,null,null,null,null,null,null,null,null,null,null,null,null,null,null,null,null,null,null,null,116080.07395000001,116,"X",80,"DLH",19,"80DLH19",773,1159.5,493,{"$f":"MIN(AP371,360/'Roof Bay Analysis'!$I$51*AR371)","v":739.5},67]
[116080.0882,116080.1323,116,"X",80,"DLH",20,"80DLH20",882,1323,552,{"$f":"MIN(I372,360/'Roof Bay Analysis'!$I$51*K372)","v":828},75,null,null,null,null,null,null,null,null,null,null,null,null,null,null,null,null,null,null,null,null,null,116080.0828,116,"X",80,"DLH",20,"80DLH20",882,1323,552,{"$f":"MIN(AP372,360/'Roof Bay Analysis'!$I$51*AR372)","v":828},75]
[117060.02439999999,117060.03660000001,117,"X",60,"DLH",12,"60DLH12",244,366,124,{"$f":"MIN(I373,360/'Roof Bay Analysis'!$I$51*K373)","v":186},29,null,null,null,null,null,null,null,null,null,null,null,null,null,null,null,null,null,null,null,null,null,117060.0186,117,"X",60,"DLH",12,"60DLH12",244,366,124,{"$f":"MIN(AP373,360/'Roof Bay Analysis'!$I$51*AR373)","v":186},29]
[117060.02959999999,117060.0444,117,"X",60,"DLH",13,"60DLH13",296,444,151,{"$f":"MIN(I374,360/'Roof Bay Analysis'!$I$51*K374)","v":226.5},35,null,null,null,null,null,null,null,null,null,null,null,null,null,null,null,null,null,null,null,null,null,117060.02265,117,"X",60,"DLH",13,"60DLH13",296,444,151,{"$f":"MIN(AP374,360/'Roof Bay Analysis'!$I$51*AR374)","v":226.5},35]
[117060.0327,117060.04905,117,"X",60,"DLH",14,"60DLH14",327,490.5,161,{"$f":"MIN(I375,360/'Roof Bay Analysis'!$I$51*K375)","v":241.5},40,null,null,null,null,null,null,null,null,null,null,null,null,null,null,null,null,null,null,null,null,null,117060.02415,117,"X",60,"DLH",14,"60DLH14",327,490.5,161,{"$f":"MIN(AP375,360/'Roof Bay Analysis'!$I$51*AR375)","v":241.5},40]
[117060.0385,117060.05775000001,117,"X",60,"DLH",15,"60DLH15",385,577.5,190,{"$f":"MIN(I376,360/'Roof Bay Analysis'!$I$51*K376)","v":285},43,null,null,null,null,null,null,null,null,null,null,null,null,null,null,null,null,null,null,null,null,null,117060.0285,117,"X",60,"DLH",15,"60DLH15",385,577.5,190,{"$f":"MIN(AP376,360/'Roof Bay Analysis'!$I$51*AR376)","v":285},43]
[117060.04210000001,117060.06315,117,"X",60,"DLH",16,"60DLH16",421,631.5,211,{"$f":"MIN(I377,360/'Roof Bay Analysis'!$I$51*K377)","v":316.5},46,null,null,null,null,null,null,null,null,null,null,null,null,null,null,null,null,null,null,null,null,null,117060.03165,117,"X",60,"DLH",16,"60DLH16",421,631.5,211,{"$f":"MIN(AP377,360/'Roof Bay Analysis'!$I$51*AR377)","v":316.5},46]
[117060.0484,117060.0726,117,"X",60,"DLH",17,"60DLH17",484,726,241,{"$f":"MIN(I378,360/'Roof Bay Analysis'!$I$51*K378)","v":361.5},52,null,null,null,null,null,null,null,null,null,null,null,null,null,null,null,null,null,null,null,null,null,117060.03615,117,"X",60,"DLH",17,"60DLH17",484,726,241,{"$f":"MIN(AP378,360/'Roof Bay Analysis'!$I$51*AR378)","v":361.5},52]
[117060.05590000001,117060.08385,117,"X",60,"DLH",18,"60DLH18",559,838.5,272,{"$f":"MIN(I379,360/'Roof Bay Analysis'!$I$51*K379)","v":408},59,null,null,null,null,null,null,null,null,null,null,null,null,null,null,null,null,null,null,null,null,null,117060.0408,117,"X",60,"DLH",18,"60DLH18",559,838.5,272,{"$f":"MIN(AP379,360/'Roof Bay Analysis'!$I$51*AR379)","v":408},59]
[117064.0251,117064.03765,117,"X",64,"DLH",12,"64DLH12",251,376.5,142,{"$f":"MIN(I380,360/'Roof Bay Analysis'!$I$51*K380)","v":213},31,null,null,null,null,null,null,null,null,null,null,null,null,null,null,null,null,null,null,null,null,null,117064.02129999999,117,"X",64,"DLH",12,"64DLH12",251,376.5,142,{"$f":"MIN(AP380,360/'Roof Bay Analysis'!$I$51*AR380)","v":213},31]
[117064.03049999999,117064.04575,117,"X",64,"DLH",13,"64DLH13",305,457.5,171,{"$f":"MIN(I381,360/'Roof Bay Analysis'!$I$51*K381)","v":256.5},34,null,null,null,null,null,null,null,null,null,null,null,null,null,null,null,null,null,null,null,null,null,117064.02565,117,"X",64,"DLH",13,"64DLH13",305,457.5,171,{"$f":"MIN(AP381,360/'Roof Bay Analysis'!$I$51*AR381)","v":256.5},34]
[117064.0349,117064.05235,117,"X",64,"DLH",14,"64DLH14",349,523.5,184,{"$f":"MIN(I382,360/'Roof Bay Analysis'!$I$51*K382)","v":276},40,null,null,null,null,null,null,null,null,null,null,null,null,null,null,null,null,null,null,null,null,null,117064.0276,117,"X",64,"DLH",14,"64DLH14",349,523.5,184,{"$f":"MIN(AP382,360/'Roof Bay Analysis'!$I$51*AR382)","v":276},40]
[117064.04,117064.06,117,"X",64,"DLH",15,"64DLH15",400,600,217,{"$f":"MIN(I383,360/'Roof Bay Analysis'!$I$51*K383)","v":325.5},43,null,null,null,null,null,null,null,null,null,null,null,null,null,null,null,null,null,null,null,null,null,117064.03255,117,"X",64,"DLH",15,"64DLH15",400,600,217,{"$f":"MIN(AP383,360/'Roof Bay Analysis'!$I$51*AR383)","v":325.5},43]
[117064.045,117064.0675,117,"X",64,"DLH",16,"64DLH16",450,675,242,{"$f":"MIN(I384,360/'Roof Bay Analysis'!$I$51*K384)","v":363},46,null,null,null,null,null,null,null,null,null,null,null,null,null,null,null,null,null,null,null,null,null,117064.03630000001,117,"X",64,"DLH",16,"64DLH16",450,675,242,{"$f":"MIN(AP384,360/'Roof Bay Analysis'!$I$51*AR384)","v":363},46]
[117064.0518,117064.07769999999,117,"X",64,"DLH",17,"64DLH17",518,777,275,{"$f":"MIN(I385,360/'Roof Bay Analysis'!$I$51*K385)","v":412.5},52,null,null,null,null,null,null,null,null,null,null,null,null,null,null,null,null,null,null,null,null,null,117064.04124999999,117,"X",64,"DLH",17,"64DLH17",518,777,275,{"$f":"MIN(AP385,360/'Roof Bay Analysis'!$I$51*AR385)","v":412.5},52]
[117064.0598,117064.0897,117,"X",64,"DLH",18,"64DLH18",598,897,311,{"$f":"MIN(I386,360/'Roof Bay Analysis'!$I$51*K386)","v":466.5},59,null,null,null,null,null,null,null,null,null,null,null,null,null,null,null,null,null,null,null,null,null,117064.04665,117,"X",64,"DLH",18,"64DLH18",598,897,311,{"$f":"MIN(AP386,360/'Roof Bay Analysis'!$I$51*AR386)","v":466.5},59]
[117080.04210000001,117080.06315,117,"X",80,"DLH",15,"80DLH15",421,631.5,275,{"$f":"MIN(I387,360/'Roof Bay Analysis'!$I$51*K387)","v":412.5},40,null,null,null,null,null,null,null,null,null,null,null,null,null,null,null,null,null,null,null,null,null,117080.04124999999,117,"X",80,"DLH",15,"80DLH15",421,631.5,275,{"$f":"MIN(AP387,360/'Roof Bay Analysis'!$I$51*AR387)","v":412.5},40]
[{"$f":"C388*1000+E388+I388/10000","v":117080.0509},{"$f":"C388*1000+E388+J388/10000","v":117080.07635},117,"X",80,"DLH",16,"80DLH16",509,{"$f":"1.5*I388","v":763.5},321,{"$f":"MIN(I388,360/'Roof Bay Analysis'!$I$51*K388)","v":481.5},46,null,null,null,null,null,null,null,null,null,null,null,null,null,null,null,null,null,null,null,null,null,{"$f":"AJ388*1000+AL388+AS388/10000","v":117080.04815},117,"X",80,"DLH",16,"80DLH16",509,{"$f":"1.5*AP388","v":763.5},321,{"$f":"MIN(AP388,360/'Roof Bay Analysis'!$I$51*AR388)","v":481.5},46]
[117080.05869999999,117080.08805000001,117,"X",{"$f":"VALUE(LEFT(H389,2))","v":80},{"$f":"MID(H389,3,LEN(H389)-4)","v":"DLH"},{"$f":"VALUE(RIGHT(H389,2))","v":17},"80DLH17",587,880.5,386,{"$f":"MIN(I389,360/'Roof Bay Analysis'!$I$51*K389)","v":579},53,null,null,null,null,null,null,null,null,null,null,null,null,null,null,null,null,null,null,null,null,null,117080.0579,117,"X",{"$f":"VALUE(LEFT(AO389,2))","v":80},{"$f":"MID(AO389,3,LEN(AO389)-4)","v":"DLH"},{"$f":"VALUE(RIGHT(AO389,2))","v":17},"80DLH17",587,880.5,386,{"$f":"MIN(AP389,360/'Roof Bay Analysis'!$I$51*AR389)","v":579},53]
[117080.0662,117080.0993,117,"X",80,"DLH",18,"80DLH18",662,993,441,{"$f":"MIN(I390,360/'Roof Bay Analysis'!$I$51*K390)","v":661.5},60,null,null,null,null,null,null,null,null,null,null,null,null,null,null,null,null,null,null,null,null,null,117080.06615,117,"X",80,"DLH",18,"80DLH18",662,993,441,{"$f":"MIN(AP390,360/'Roof Bay Analysis'!$I$51*AR390)","v":661.5},60]
[117080.0773,117080.11595000001,117,"X",80,"DLH",19,"80DLH19",773,1159.5,493,{"$f":"MIN(I391,360/'Roof Bay Analysis'!$I$51*K391)","v":739.5},67,null,null,null,null,null,null,null,null,null,null,null,null,null,null,null,null,null,null,null,null,null,117080.07395000001,117,"X",80,"DLH",19,"80DLH19",773,1159.5,493,{"$f":"MIN(AP391,360/'Roof Bay Analysis'!$I$51*AR391)","v":739.5},67]
[117080.0882,117080.1323,117,"X",80,"DLH",20,"80DLH20",882,1323,552,{"$f":"MIN(I392,360/'Roof Bay Analysis'!$I$51*K392)","v":828},75,null,null,null,null,null,null,null,null,null,null,null,null,null,null,null,null,null,null,null,null,null,117080.0828,117,"X",80,"DLH",20,"80DLH20",882,1323,552,{"$f":"MIN(AP392,360/'Roof Bay Analysis'!$I$51*AR392)","v":828},75]
[118060.024,118060.03599999999,118,"X",60,"DLH",12,"60DLH12",240,360,121,{"$f":"MIN(I393,360/'Roof Bay Analysis'!$I$51*K393)","v":181.5},29,null,null,null,null,null,null,null,null,null,null,null,null,null,null,null,null,null,null,null,null,null,118060.01815,118,"X",60,"DLH",12,"60DLH12",240,360,121,{"$f":"MIN(AP393,360/'Roof Bay Analysis'!$I$51*AR393)","v":181.5},29]
[118060.0291,118060.04365000001,118,"X",60,"DLH",13,"60DLH13",291,436.5,147,{"$f":"MIN(I394,360/'Roof Bay Analysis'!$I$51*K394)","v":220.5},35,null,null,null,null,null,null,null,null,null,null,null,null,null,null,null,null,null,null,null,null,null,118060.02205,118,"X",60,"DLH",13,"60DLH13",291,436.5,147,{"$f":"MIN(AP394,360/'Roof Bay Analysis'!$I$51*AR394)","v":220.5},35]
[118060.0321,118060.04815,118,"X",60,"DLH",14,"60DLH14",321,481.5,156,{"$f":"MIN(I395,360/'Roof Bay Analysis'!$I$51*K395)","v":234},40,null,null,null,null,null,null,null,null,null,null,null,null,null,null,null,null,null,null,null,null,null,118060.02340000001,118,"X",60,"DLH",14,"60DLH14",321,481.5,156,{"$f":"MIN(AP395,360/'Roof Bay Analysis'!$I$51*AR395)","v":234},40]
[118060.0379,118060.05684999999,118,"X",60,"DLH",15,"60DLH15",379,568.5,185,{"$f":"MIN(I396,360/'Roof Bay Analysis'!$I$51*K396)","v":277.5},43,null,null,null,null,null,null,null,null,null,null,null,null,null,null,null,null,null,null,null,null,null,118060.02774999999,118,"X",60,"DLH",15,"60DLH15",379,568.5,185,{"$f":"MIN(AP396,360/'Roof Bay Analysis'!$I$51*AR396)","v":277.5},43]
[118060.0414,118060.0621,118,"X",60,"DLH",16,"60DLH16",414,621,206,{"$f":"MIN(I397,360/'Roof Bay Analysis'!$I$51*K397)","v":309},46,null,null,null,null,null,null,null,null,null,null,null,null,null,null,null,null,null,null,null,null,null,118060.0309,118,"X",60,"DLH",16,"60DLH16",414,621,206,{"$f":"MIN(AP397,360/'Roof Bay Analysis'!$I$51*AR397)","v":309},46]
[118060.04760000001,118060.0714,118,"X",60,"DLH",17,"60DLH17",476,714,235,{"$f":"MIN(I398,360/'Roof Bay Analysis'!$I$51*K398)","v":352.5},52,null,null,null,null,null,null,null,null,null,null,null,null,null,null,null,null,null,null,null,null,null,118060.03525,118,"X",60,"DLH",17,"60DLH17",476,714,235,{"$f":"MIN(AP398,360/'Roof Bay Analysis'!$I$51*AR398)","v":352.5},52]
[118060.0549,118060.08235,118,"X",60,"DLH",18,"60DLH18",549,823.5,266,{"$f":"MIN(I399,360/'Roof Bay Analysis'!$I$51*K399)","v":399},59,null,null,null,null,null,null,null,null,null,null,null,null,null,null,null,null,null,null,null,null,null,118060.0399,118,"X",60,"DLH",18,"60DLH18",549,823.5,266,{"$f":"MIN(AP399,360/'Roof Bay Analysis'!$I$51*AR399)","v":399},59]
[118064.02469999999,118064.03705,118,"X",64,"DLH",12,"64DLH12",247,370.5,138,{"$f":"MIN(I400,360/'Roof Bay Analysis'!$I$51*K400)","v":207},31,null,null,null,null,null,null,null,null,null,null,null,null,null,null,null,null,null,null,null,null,null,118064.02069999999,118,"X",64,"DLH",12,"64DLH12",247,370.5,138,{"$f":"MIN(AP400,360/'Roof Bay Analysis'!$I$51*AR400)","v":207},31]
[118064.03,118064.045,118,"X",64,"DLH",13,"64DLH13",300,450,168,{"$f":"MIN(I401,360/'Roof Bay Analysis'!$I$51*K401)","v":252},34,null,null,null,null,null,null,null,null,null,null,null,null,null,null,null,null,null,null,null,null,null,118064.0252,118,"X",64,"DLH",13,"64DLH13",300,450,168,{"$f":"MIN(AP401,360/'Roof Bay Analysis'!$I$51*AR401)","v":252},34]
[118064.0343,118064.05145,118,"X",64,"DLH",14,"64DLH14",343,514.5,179,{"$f":"MIN(I402,360/'Roof Bay Analysis'!$I$51*K402)","v":268.5},40,null,null,null,null,null,null,null,null,null,null,null,null,null,null,null,null,null,null,null,null,null,118064.02684999999,118,"X",64,"DLH",14,"64DLH14",343,514.5,179,{"$f":"MIN(AP402,360/'Roof Bay Analysis'!$I$51*AR402)","v":268.5},40]
[118064.03939999999,118064.0591,118,"X",64,"DLH",15,"64DLH15",394,591,211,{"$f":"MIN(I403,360/'Roof Bay Analysis'!$I$51*K403)","v":316.5},43,null,null,null,null,null,null,null,null,null,null,null,null,null,null,null,null,null,null,null,null,null,118064.03165,118,"X",64,"DLH",15,"64DLH15",394,591,211,{"$f":"MIN(AP403,360/'Roof Bay Analysis'!$I$51*AR403)","v":316.5},43]
[118064.04429999999,118064.06645,118,"X",64,"DLH",16,"64DLH16",443,664.5,235,{"$f":"MIN(I404,360/'Roof Bay Analysis'!$I$51*K404)","v":352.5},46,null,null,null,null,null,null,null,null,null,null,null,null,null,null,null,null,null,null,null,null,null,118064.03525,118,"X",64,"DLH",16,"64DLH16",443,664.5,235,{"$f":"MIN(AP404,360/'Roof Bay Analysis'!$I$51*AR404)","v":352.5},46]
[118064.0509,118064.07635,118,"X",64,"DLH",17,"64DLH17",509,763.5,268,{"$f":"MIN(I405,360/'Roof Bay Analysis'!$I$51*K405)","v":402},52,null,null,null,null,null,null,null,null,null,null,null,null,null,null,null,null,null,null,null,null,null,118064.0402,118,"X",64,"DLH",17,"64DLH17",509,763.5,268,{"$f":"MIN(AP405,360/'Roof Bay Analysis'!$I$51*AR405)","v":402},52]
[118064.05869999999,118064.08805000001,118,"X",64,"DLH",18,"64DLH18",587,880.5,304,{"$f":"MIN(I406,360/'Roof Bay Analysis'!$I$51*K406)","v":456},59,null,null,null,null,null,null,null,null,null,null,null,null,null,null,null,null,null,null,null,null,null,118064.0456,118,"X",64,"DLH",18,"64DLH18",587,880.5,304,{"$f":"MIN(AP406,360/'Roof Bay Analysis'!$I$51*AR406)","v":456},59]
[118080.04210000001,118080.06315,118,"X",80,"DLH",15,"80DLH15",421,631.5,275,{"$f":"MIN(I407,360/'Roof Bay Analysis'!$I$51*K407)","v":412.5},40,null,null,null,null,null,null,null,null,null,null,null,null,null,null,null,null,null,null,null,null,null,118080.04124999999,118,"X",80,"DLH",15,"80DLH15",421,631.5,275,{"$f":"MIN(AP407,360/'Roof Bay Analysis'!$I$51*AR407)","v":412.5},40]
[118080.0509,118080.07635,118,"X",80,"DLH",16,"80DLH16",509,763.5,321,{"$f":"MIN(I408,360/'Roof Bay Analysis'!$I$51*K408)","v":481.5},46,null,null,null,null,null,null,null,null,null,null,null,null,null,null,null,null,null,null,null,null,null,118080.04815,118,"X",80,"DLH",16,"80DLH16",509,763.5,321,{"$f":"MIN(AP408,360/'Roof Bay Analysis'!$I$51*AR408)","v":481.5},46]
[118080.05869999999,118080.08805000001,118,"X",80,"DLH",17,"80DLH17",587,880.5,386,{"$f":"MIN(I409,360/'Roof Bay Analysis'!$I$51*K409)","v":579},53,null,null,null,null,null,null,null,null,null,null,null,null,null,null,null,null,null,null,null,null,null,118080.0579,118,"X",80,"DLH",17,"80DLH17",587,880.5,386,{"$f":"MIN(AP409,360/'Roof Bay Analysis'!$I$51*AR409)","v":579},53]
[118080.0662,118080.0993,118,"X",80,"DLH",18,"80DLH18",662,993,441,{"$f":"MIN(I410,360/'Roof Bay Analysis'!$I$51*K410)","v":661.5},60,null,null,null,null,null,null,null,null,null,null,null,null,null,null,null,null,null,null,null,null,null,118080.06615,118,"X",80,"DLH",18,"80DLH18",662,993,441,{"$f":"MIN(AP410,360/'Roof Bay Analysis'!$I$51*AR410)","v":661.5},60]
[118080.0773,118080.11595000001,118,"X",80,"DLH",19,"80DLH19",773,1159.5,493,{"$f":"MIN(I411,360/'Roof Bay Analysis'!$I$51*K411)","v":739.5},67,null,null,null,null,null,null,null,null,null,null,null,null,null,null,null,null,null,null,null,null,null,118080.07395000001,118,"X",80,"DLH",19,"80DLH19",773,1159.5,493,{"$f":"MIN(AP411,360/'Roof Bay Analysis'!$I$51*AR411)","v":739.5},67]
[118080.0882,118080.1323,118,"X",80,"DLH",20,"80DLH20",882,1323,552,{"$f":"MIN(I412,360/'Roof Bay Analysis'!$I$51*K412)","v":828},75,null,null,null,null,null,null,null,null,null,null,null,null,null,null,null,null,null,null,null,null,null,118080.0828,118,"X",80,"DLH",20,"80DLH20",882,1323,552,{"$f":"MIN(AP412,360/'Roof Bay Analysis'!$I$51*AR412)","v":828},75]
[119060.0236,119060.03539999999,119,"X",60,"DLH",12,"60DLH12",236,354,118,{"$f":"MIN(I413,360/'Roof Bay Analysis'!$I$51*K413)","v":177},29,null,null,null,null,null,null,null,null,null,null,null,null,null,null,null,null,null,null,null,null,null,119060.0177,119,"X",60,"DLH",12,"60DLH12",236,354,118,{"$f":"MIN(AP413,360/'Roof Bay Analysis'!$I$51*AR413)","v":177},29]
[119060.02860000001,119060.0429,119,"X",60,"DLH",13,"60DLH13",286,429,143,{"$f":"MIN(I414,360/'Roof Bay Analysis'!$I$51*K414)","v":214.5},35,null,null,null,null,null,null,null,null,null,null,null,null,null,null,null,null,null,null,null,null,null,119060.02145,119,"X",60,"DLH",13,"60DLH13",286,429,143,{"$f":"MIN(AP414,360/'Roof Bay Analysis'!$I$51*AR414)","v":214.5},35]
[119060.0316,119060.0474,119,"X",60,"DLH",14,"60DLH14",316,474,152,{"$f":"MIN(I415,360/'Roof Bay Analysis'!$I$51*K415)","v":228},40,null,null,null,null,null,null,null,null,null,null,null,null,null,null,null,null,null,null,null,null,null,119060.02280000001,119,"X",60,"DLH",14,"60DLH14",316,474,152,{"$f":"MIN(AP415,360/'Roof Bay Analysis'!$I$51*AR415)","v":228},40]
[119060.0373,119060.05594999999,119,"X",60,"DLH",15,"60DLH15",373,559.5,180,{"$f":"MIN(I416,360/'Roof Bay Analysis'!$I$51*K416)","v":270},43,null,null,null,null,null,null,null,null,null,null,null,null,null,null,null,null,null,null,null,null,null,119060.027,119,"X",60,"DLH",15,"60DLH15",373,559.5,180,{"$f":"MIN(AP416,360/'Roof Bay Analysis'!$I$51*AR416)","v":270},43]
[119060.0407,119060.06105,119,"X",60,"DLH",16,"60DLH16",407,610.5,201,{"$f":"MIN(I417,360/'Roof Bay Analysis'!$I$51*K417)","v":301.5},46,null,null,null,null,null,null,null,null,null,null,null,null,null,null,null,null,null,null,null,null,null,119060.03015000001,119,"X",60,"DLH",16,"60DLH16",407,610.5,201,{"$f":"MIN(AP417,360/'Roof Bay Analysis'!$I$51*AR417)","v":301.5},46]
[119060.0468,119060.0702,119,"X",60,"DLH",17,"60DLH17",468,702,228,{"$f":"MIN(I418,360/'Roof Bay Analysis'!$I$51*K418)","v":342},52,null,null,null,null,null,null,null,null,null,null,null,null,null,null,null,null,null,null,null,null,null,119060.03419999999,119,"X",60,"DLH",17,"60DLH17",468,702,228,{"$f":"MIN(AP418,360/'Roof Bay Analysis'!$I$51*AR418)","v":342},52]
[119060.054,119060.08100000001,119,"X",60,"DLH",18,"60DLH18",540,810,259,{"$f":"MIN(I419,360/'Roof Bay Analysis'!$I$51*K419)","v":388.5},59,null,null,null,null,null,null,null,null,null,null,null,null,null,null,null,null,null,null,null,null,null,119060.03885,119,"X",60,"DLH",18,"60DLH18",540,810,259,{"$f":"MIN(AP419,360/'Roof Bay Analysis'!$I$51*AR419)","v":388.5},59]
[119064.0243,119064.03645,119,"X",64,"DLH",12,"64DLH12",243,364.5,135,{"$f":"MIN(I420,360/'Roof Bay Analysis'!$I$51*K420)","v":202.5},31,null,null,null,null,null,null,null,null,null,null,null,null,null,null,null,null,null,null,null,null,null,119064.02025,119,"X",64,"DLH",12,"64DLH12",243,364.5,135,{"$f":"MIN(AP420,360/'Roof Bay Analysis'!$I$51*AR420)","v":202.5},31]
[119064.0295,119064.04425000001,119,"X",64,"DLH",13,"64DLH13",295,442.5,163,{"$f":"MIN(I421,360/'Roof Bay Analysis'!$I$51*K421)","v":244.5},34,null,null,null,null,null,null,null,null,null,null,null,null,null,null,null,null,null,null,null,null,null,119064.02445,119,"X",64,"DLH",13,"64DLH13",295,442.5,163,{"$f":"MIN(AP421,360/'Roof Bay Analysis'!$I$51*AR421)","v":244.5},34]
[119064.0337,119064.05055,119,"X",64,"DLH",14,"64DLH14",337,505.5,174,{"$f":"MIN(I422,360/'Roof Bay Analysis'!$I$51*K422)","v":261},40,null,null,null,null,null,null,null,null,null,null,null,null,null,null,null,null,null,null,null,null,null,119064.0261,119,"X",64,"DLH",14,"64DLH14",337,505.5,174,{"$f":"MIN(AP422,360/'Roof Bay Analysis'!$I$51*AR422)","v":261},40]
[119064.0387,119064.05805000001,119,"X",64,"DLH",15,"64DLH15",387,580.5,206,{"$f":"MIN(I423,360/'Roof Bay Analysis'!$I$51*K423)","v":309},43,null,null,null,null,null,null,null,null,null,null,null,null,null,null,null,null,null,null,null,null,null,119064.0309,119,"X",64,"DLH",15,"64DLH15",387,580.5,206,{"$f":"MIN(AP423,360/'Roof Bay Analysis'!$I$51*AR423)","v":309},43]
[119064.0435,119064.06525,119,"X",64,"DLH",16,"64DLH16",435,652.5,229,{"$f":"MIN(I424,360/'Roof Bay Analysis'!$I$51*K424)","v":343.5},46,null,null,null,null,null,null,null,null,null,null,null,null,null,null,null,null,null,null,null,null,null,119064.03435,119,"X",64,"DLH",16,"64DLH16",435,652.5,229,{"$f":"MIN(AP424,360/'Roof Bay Analysis'!$I$51*AR424)","v":343.5},46]
[119064.05009999999,119064.07515,119,"X",64,"DLH",17,"64DLH17",501,751.5,262,{"$f":"MIN(I425,360/'Roof Bay Analysis'!$I$51*K425)","v":393},52,null,null,null,null,null,null,null,null,null,null,null,null,null,null,null,null,null,null,null,null,null,119064.0393,119,"X",64,"DLH",17,"64DLH17",501,751.5,262,{"$f":"MIN(AP425,360/'Roof Bay Analysis'!$I$51*AR425)","v":393},52]
[119064.0578,119064.0867,119,"X",64,"DLH",18,"64DLH18",578,867,296,{"$f":"MIN(I426,360/'Roof Bay Analysis'!$I$51*K426)","v":444},59,null,null,null,null,null,null,null,null,null,null,null,null,null,null,null,null,null,null,null,null,null,119064.0444,119,"X",64,"DLH",18,"64DLH18",578,867,296,{"$f":"MIN(AP426,360/'Roof Bay Analysis'!$I$51*AR426)","v":444},59]
[119080.0401,119080.06015,119,"X",80,"DLH",15,"80DLH15",401,601.5,255,{"$f":"MIN(I427,360/'Roof Bay Analysis'!$I$51*K427)","v":382.5},40,null,null,null,null,null,null,null,null,null,null,null,null,null,null,null,null,null,null,null,null,null,119080.03825,119,"X",80,"DLH",15,"80DLH15",401,601.5,255,{"$f":"MIN(AP427,360/'Roof Bay Analysis'!$I$51*AR427)","v":382.5},40]
[119080.0485,119080.07275000001,119,"X",80,"DLH",16,"80DLH16",485,727.5,297,{"$f":"MIN(I428,360/'Roof Bay Analysis'!$I$51*K428)","v":445.5},46,null,null,null,null,null,null,null,null,null,null,null,null,null,null,null,null,null,null,null,null,null,119080.04455000001,119,"X",80,"DLH",16,"80DLH16",485,727.5,297,{"$f":"MIN(AP428,360/'Roof Bay Analysis'!$I$51*AR428)","v":445.5},46]
[119080.05590000001,119080.08385,119,"X",80,"DLH",17,"80DLH17",559,838.5,358,{"$f":"MIN(I429,360/'Roof Bay Analysis'!$I$51*K429)","v":537},53,null,null,null,null,null,null,null,null,null,null,null,null,null,null,null,null,null,null,null,null,null,119080.0537,119,"X",80,"DLH",17,"80DLH17",559,838.5,358,{"$f":"MIN(AP429,360/'Roof Bay Analysis'!$I$51*AR429)","v":537},53]
[119080.0631,119080.09465,119,"X",80,"DLH",18,"80DLH18",631,946.5,409,{"$f":"MIN(I430,360/'Roof Bay Analysis'!$I$51*K430)","v":613.5},60,null,null,null,null,null,null,null,null,null,null,null,null,null,null,null,null,null,null,null,null,null,119080.06135,119,"X",80,"DLH",18,"80DLH18",631,946.5,409,{"$f":"MIN(AP430,360/'Roof Bay Analysis'!$I$51*AR430)","v":613.5},60]
[119080.0736,119080.11040000001,119,"X",80,"DLH",19,"80DLH19",736,1104,458,{"$f":"MIN(I431,360/'Roof Bay Analysis'!$I$51*K431)","v":687},67,null,null,null,null,null,null,null,null,null,null,null,null,null,null,null,null,null,null,null,null,null,119080.0687,119,"X",80,"DLH",19,"80DLH19",736,1104,458,{"$f":"MIN(AP431,360/'Roof Bay Analysis'!$I$51*AR431)","v":687},67]
[119080.0845,119080.12675,119,"X",80,"DLH",20,"80DLH20",845,1267.5,512,{"$f":"MIN(I432,360/'Roof Bay Analysis'!$I$51*K432)","v":768},75,null,null,null,null,null,null,null,null,null,null,null,null,null,null,null,null,null,null,null,null,null,119080.0768,119,"X",80,"DLH",20,"80DLH20",845,1267.5,512,{"$f":"MIN(AP432,360/'Roof Bay Analysis'!$I$51*AR432)","v":768},75]
[120060.0232,120060.03479999999,120,"X",60,"DLH",12,"60DLH12",232,348,115,{"$f":"MIN(I433,360/'Roof Bay Analysis'!$I$51*K433)","v":172.5},29,null,null,null,null,null,null,null,null,null,null,null,null,null,null,null,null,null,null,null,null,null,120060.01725,120,"X",60,"DLH",12,"60DLH12",232,348,115,{"$f":"MIN(AP433,360/'Roof Bay Analysis'!$I$51*AR433)","v":172.5},29]
[120060.0282,120060.0423,120,"X",60,"DLH",13,"60DLH13",282,423,139,{"$f":"MIN(I434,360/'Roof Bay Analysis'!$I$51*K434)","v":208.5},35,null,null,null,null,null,null,null,null,null,null,null,null,null,null,null,null,null,null,null,null,null,120060.02085,120,"X",60,"DLH",13,"60DLH13",282,423,139,{"$f":"MIN(AP434,360/'Roof Bay Analysis'!$I$51*AR434)","v":208.5},35]
[120060.031,120060.0465,120,"X",60,"DLH",14,"60DLH14",310,465,149,{"$f":"MIN(I435,360/'Roof Bay Analysis'!$I$51*K435)","v":223.5},40,null,null,null,null,null,null,null,null,null,null,null,null,null,null,null,null,null,null,null,null,null,120060.02235,120,"X",60,"DLH",14,"60DLH14",310,465,149,{"$f":"MIN(AP435,360/'Roof Bay Analysis'!$I$51*AR435)","v":223.5},40]
[120060.0367,120060.05505,120,"X",60,"DLH",15,"60DLH15",367,550.5,175,{"$f":"MIN(I436,360/'Roof Bay Analysis'!$I$51*K436)","v":262.5},43,null,null,null,null,null,null,null,null,null,null,null,null,null,null,null,null,null,null,null,null,null,120060.02625,120,"X",60,"DLH",15,"60DLH15",367,550.5,175,{"$f":"MIN(AP436,360/'Roof Bay Analysis'!$I$51*AR436)","v":262.5},43]
[120060.04,120060.06,120,"X",60,"DLH",16,"60DLH16",400,600,196,{"$f":"MIN(I437,360/'Roof Bay Analysis'!$I$51*K437)","v":294},46,null,null,null,null,null,null,null,null,null,null,null,null,null,null,null,null,null,null,null,null,null,120060.0294,120,"X",60,"DLH",16,"60DLH16",400,600,196,{"$f":"MIN(AP437,360/'Roof Bay Analysis'!$I$51*AR437)","v":294},46]
[120060.046,120060.069,120,"X",60,"DLH",17,"60DLH17",460,690,223,{"$f":"MIN(I438,360/'Roof Bay Analysis'!$I$51*K438)","v":334.5},52,null,null,null,null,null,null,null,null,null,null,null,null,null,null,null,null,null,null,null,null,null,120060.03345,120,"X",60,"DLH",17,"60DLH17",460,690,223,{"$f":"MIN(AP438,360/'Roof Bay Analysis'!$I$51*AR438)","v":334.5},52]
[120060.0531,120060.07965,120,"X",60,"DLH",18,"60DLH18",531,796.5,252,{"$f":"MIN(I439,360/'Roof Bay Analysis'!$I$51*K439)","v":378},59,null,null,null,null,null,null,null,null,null,null,null,null,null,null,null,null,null,null,null,null,null,120060.03780000001,120,"X",60,"DLH",18,"60DLH18",531,796.5,252,{"$f":"MIN(AP439,360/'Roof Bay Analysis'!$I$51*AR439)","v":378},59]
[120064.0239,120064.03585,120,"X",64,"DLH",12,"64DLH12",239,358.5,132,{"$f":"MIN(I440,360/'Roof Bay Analysis'!$I$51*K440)","v":198},31,null,null,null,null,null,null,null,null,null,null,null,null,null,null,null,null,null,null,null,null,null,120064.01979999999,120,"X",64,"DLH",12,"64DLH12",239,358.5,132,{"$f":"MIN(AP440,360/'Roof Bay Analysis'!$I$51*AR440)","v":198},31]
[120064.0291,120064.04365000001,120,"X",64,"DLH",13,"64DLH13",291,436.5,159,{"$f":"MIN(I441,360/'Roof Bay Analysis'!$I$51*K441)","v":238.5},34,null,null,null,null,null,null,null,null,null,null,null,null,null,null,null,null,null,null,null,null,null,120064.02385,120,"X",64,"DLH",13,"64DLH13",291,436.5,159,{"$f":"MIN(AP441,360/'Roof Bay Analysis'!$I$51*AR441)","v":238.5},34]
[120064.03320000001,120064.04979999999,120,"X",64,"DLH",14,"64DLH14",332,498,171,{"$f":"MIN(I442,360/'Roof Bay Analysis'!$I$51*K442)","v":256.5},40,null,null,null,null,null,null,null,null,null,null,null,null,null,null,null,null,null,null,null,null,null,120064.02565,120,"X",64,"DLH",14,"64DLH14",332,498,171,{"$f":"MIN(AP442,360/'Roof Bay Analysis'!$I$51*AR442)","v":256.5},40]
[120064.03810000001,120064.05714999999,120,"X",64,"DLH",15,"64DLH15",381,571.5,201,{"$f":"MIN(I443,360/'Roof Bay Analysis'!$I$51*K443)","v":301.5},43,null,null,null,null,null,null,null,null,null,null,null,null,null,null,null,null,null,null,null,null,null,120064.03015000001,120,"X",64,"DLH",15,"64DLH15",381,571.5,201,{"$f":"MIN(AP443,360/'Roof Bay Analysis'!$I$51*AR443)","v":301.5},43]
[120064.0428,120064.06419999999,120,"X",64,"DLH",16,"64DLH16",428,642,224,{"$f":"MIN(I444,360/'Roof Bay Analysis'!$I$51*K444)","v":336},46,null,null,null,null,null,null,null,null,null,null,null,null,null,null,null,null,null,null,null,null,null,120064.0336,120,"X",64,"DLH",16,"64DLH16",428,642,224,{"$f":"MIN(AP444,360/'Roof Bay Analysis'!$I$51*AR444)","v":336},46]
[120064.04919999999,120064.0738,120,"X",64,"DLH",17,"64DLH17",492,738,255,{"$f":"MIN(I445,360/'Roof Bay Analysis'!$I$51*K445)","v":382.5},52,null,null,null,null,null,null,null,null,null,null,null,null,null,null,null,null,null,null,null,null,null,120064.03825,120,"X",64,"DLH",17,"64DLH17",492,738,255,{"$f":"MIN(AP445,360/'Roof Bay Analysis'!$I$51*AR445)","v":382.5},52]
[120064.05680000001,120064.0852,120,"X",64,"DLH",18,"64DLH18",568,852,288,{"$f":"MIN(I446,360/'Roof Bay Analysis'!$I$51*K446)","v":432},59,null,null,null,null,null,null,null,null,null,null,null,null,null,null,null,null,null,null,null,null,null,120064.0432,120,"X",64,"DLH",18,"64DLH18",568,852,288,{"$f":"MIN(AP446,360/'Roof Bay Analysis'!$I$51*AR446)","v":432},59]
[120080.0401,120080.06015,120,"X",80,"DLH",15,"80DLH15",401,601.5,255,{"$f":"MIN(I447,360/'Roof Bay Analysis'!$I$51*K447)","v":382.5},40,null,null,null,null,null,null,null,null,null,null,null,null,null,null,null,null,null,null,null,null,null,120080.03825,120,"X",80,"DLH",15,"80DLH15",401,601.5,255,{"$f":"MIN(AP447,360/'Roof Bay Analysis'!$I$51*AR447)","v":382.5},40]
[120080.0485,120080.07275000001,120,"X",80,"DLH",16,"80DLH16",485,727.5,297,{"$f":"MIN(I448,360/'Roof Bay Analysis'!$I$51*K448)","v":445.5},46,null,null,null,null,null,null,null,null,null,null,null,null,null,null,null,null,null,null,null,null,null,120080.04455000001,120,"X",80,"DLH",16,"80DLH16",485,727.5,297,{"$f":"MIN(AP448,360/'Roof Bay Analysis'!$I$51*AR448)","v":445.5},46]
[120080.05590000001,120080.08385,120,"X",80,"DLH",17,"80DLH17",559,838.5,358,{"$f":"MIN(I449,360/'Roof Bay Analysis'!$I$51*K449)","v":537},53,null,null,null,null,null,null,null,null,null,null,null,null,null,null,null,null,null,null,null,null,null,120080.0537,120,"X",80,"DLH",17,"80DLH17",559,838.5,358,{"$f":"MIN(AP449,360/'Roof Bay Analysis'!$I$51*AR449)","v":537},53]
[120080.0631,120080.09465,120,"X",80,"DLH",18,"80DLH18",631,946.5,409,{"$f":"MIN(I450,360/'Roof Bay Analysis'!$I$51*K450)","v":613.5},60,null,null,null,null,null,null,null,null,null,null,null,null,null,null,null,null,null,null,null,null,null,120080.06135,120,"X",80,"DLH",18,"80DLH18",631,946.5,409,{"$f":"MIN(AP450,360/'Roof Bay Analysis'!$I$51*AR450)","v":613.5},60]
[120080.0736,120080.11040000001,120,"X",80,"DLH",19,"80DLH19",736,1104,458,{"$f":"MIN(I451,360/'Roof Bay Analysis'!$I$51*K451)","v":687},67,null,null,null,null,null,null,null,null,null,null,null,null,null,null,null,null,null,null,null,null,null,120080.0687,120,"X",80,"DLH",19,"80DLH19",736,1104,458,{"$f":"MIN(AP451,360/'Roof Bay Analysis'!$I$51*AR451)","v":687},67]
[{"$f":"C452*1000+E452+I452/10000","v":120080.0845},{"$f":"C452*1000+E452+J452/10000","v":120080.12675},120,"X",80,"DLH",20,"80DLH20",845,{"$f":"1.5*I452","v":1267.5},512,{"$f":"MIN(I452,360/'Roof Bay Analysis'!$I$51*K452)","v":768},75,null,null,null,null,null,null,null,null,null,null,null,null,null,null,null,null,null,null,null,null,null,{"$f":"AJ452*1000+AL452+AS452/10000","v":120080.0768},120,"X",80,"DLH",20,"80DLH20",845,{"$f":"1.5*AP452","v":1267.5},512,{"$f":"MIN(AP452,360/'Roof Bay Analysis'!$I$51*AR452)","v":768},75]
[121060.02280000001,121060.03419999999,121,"X",{"$f":"VALUE(LEFT(H453,2))","v":60},{"$f":"MID(H453,3,LEN(H453)-4)","v":"DLH"},{"$f":"VALUE(RIGHT(H453,2))","v":12},"60DLH12",228,342,113,{"$f":"MIN(I453,360/'Roof Bay Analysis'!$I$51*K453)","v":169.5},29,null,null,null,null,null,null,null,null,null,null,null,null,null,null,null,null,null,null,null,null,null,121060.01695,121,"X",{"$f":"VALUE(LEFT(AO453,2))","v":60},{"$f":"MID(AO453,3,LEN(AO453)-4)","v":"DLH"},{"$f":"VALUE(RIGHT(AO453,2))","v":12},"60DLH12",228,342,113,{"$f":"MIN(AP453,360/'Roof Bay Analysis'!$I$51*AR453)","v":169.5},29]
[121060.02770000001,121060.04154999999,121,"X",60,"DLH",13,"60DLH13",277,415.5,135,{"$f":"MIN(I454,360/'Roof Bay Analysis'!$I$51*K454)","v":202.5},35,null,null,null,null,null,null,null,null,null,null,null,null,null,null,null,null,null,null,null,null,null,121060.02025,121,"X",60,"DLH",13,"60DLH13",277,415.5,135,{"$f":"MIN(AP454,360/'Roof Bay Analysis'!$I$51*AR454)","v":202.5},35]
[121060.03049999999,121060.04575,121,"X",60,"DLH",14,"60DLH14",305,457.5,145,{"$f":"MIN(I455,360/'Roof Bay Analysis'!$I$51*K455)","v":217.5},40,null,null,null,null,null,null,null,null,null,null,null,null,null,null,null,null,null,null,null,null,null,121060.02175,121,"X",60,"DLH",14,"60DLH14",305,457.5,145,{"$f":"MIN(AP455,360/'Roof Bay Analysis'!$I$51*AR455)","v":217.5},40]
[121060.0361,121060.05415,121,"X",60,"DLH",15,"60DLH15",361,541.5,171,{"$f":"MIN(I456,360/'Roof Bay Analysis'!$I$51*K456)","v":256.5},43,null,null,null,null,null,null,null,null,null,null,null,null,null,null,null,null,null,null,null,null,null,121060.02565,121,"X",60,"DLH",15,"60DLH15",361,541.5,171,{"$f":"MIN(AP456,360/'Roof Bay Analysis'!$I$51*AR456)","v":256.5},43]
[121060.0393,121060.05895000001,121,"X",60,"DLH",16,"60DLH16",393,589.5,190,{"$f":"MIN(I457,360/'Roof Bay Analysis'!$I$51*K457)","v":285},46,null,null,null,null,null,null,null,null,null,null,null,null,null,null,null,null,null,null,null,null,null,121060.0285,121,"X",60,"DLH",16,"60DLH16",393,589.5,190,{"$f":"MIN(AP457,360/'Roof Bay Analysis'!$I$51*AR457)","v":285},46]
[121060.0453,121060.06795,121,"X",60,"DLH",17,"60DLH17",453,679.5,217,{"$f":"MIN(I458,360/'Roof Bay Analysis'!$I$51*K458)","v":325.5},52,null,null,null,null,null,null,null,null,null,null,null,null,null,null,null,null,null,null,null,null,null,121060.03255,121,"X",60,"DLH",17,"60DLH17",453,679.5,217,{"$f":"MIN(AP458,360/'Roof Bay Analysis'!$I$51*AR458)","v":325.5},52]
[121060.05220000001,121060.07829999999,121,"X",60,"DLH",18,"60DLH18",522,783,246,{"$f":"MIN(I459,360/'Roof Bay Analysis'!$I$51*K459)","v":369},59,null,null,null,null,null,null,null,null,null,null,null,null,null,null,null,null,null,null,null,null,null,121060.03690000001,121,"X",60,"DLH",18,"60DLH18",522,783,246,{"$f":"MIN(AP459,360/'Roof Bay Analysis'!$I$51*AR459)","v":369},59]
[121064.0235,121064.03525,121,"X",64,"DLH",12,"64DLH12",235,352.5,129,{"$f":"MIN(I460,360/'Roof Bay Analysis'!$I$51*K460)","v":193.5},31,null,null,null,null,null,null,null,null,null,null,null,null,null,null,null,null,null,null,null,null,null,121064.01935,121,"X",64,"DLH",12,"64DLH12",235,352.5,129,{"$f":"MIN(AP460,360/'Roof Bay Analysis'!$I$51*AR460)","v":193.5},31]
[121064.02860000001,121064.0429,121,"X",64,"DLH",13,"64DLH13",286,429,155,{"$f":"MIN(I461,360/'Roof Bay Analysis'!$I$51*K461)","v":232.5},34,null,null,null,null,null,null,null,null,null,null,null,null,null,null,null,null,null,null,null,null,null,121064.02325,121,"X",64,"DLH",13,"64DLH13",286,429,155,{"$f":"MIN(AP461,360/'Roof Bay Analysis'!$I$51*AR461)","v":232.5},34]
[121064.03260000001,121064.04889999999,121,"X",64,"DLH",14,"64DLH14",326,489,166,{"$f":"MIN(I462,360/'Roof Bay Analysis'!$I$51*K462)","v":249},40,null,null,null,null,null,null,null,null,null,null,null,null,null,null,null,null,null,null,null,null,null,121064.0249,121,"X",64,"DLH",14,"64DLH14",326,489,166,{"$f":"MIN(AP462,360/'Roof Bay Analysis'!$I$51*AR462)","v":249},40]
[121064.03750000001,121064.05624999999,121,"X",64,"DLH",15,"64DLH15",375,562.5,196,{"$f":"MIN(I463,360/'Roof Bay Analysis'!$I$51*K463)","v":294},43,null,null,null,null,null,null,null,null,null,null,null,null,null,null,null,null,null,null,null,null,null,121064.0294,121,"X",64,"DLH",15,"64DLH15",375,562.5,196,{"$f":"MIN(AP463,360/'Roof Bay Analysis'!$I$51*AR463)","v":294},43]
[121064.04210000001,121064.06315,121,"X",64,"DLH",16,"64DLH16",421,631.5,218,{"$f":"MIN(I464,360/'Roof Bay Analysis'!$I$51*K464)","v":327},46,null,null,null,null,null,null,null,null,null,null,null,null,null,null,null,null,null,null,null,null,null,121064.0327,121,"X",64,"DLH",16,"64DLH16",421,631.5,218,{"$f":"MIN(AP464,360/'Roof Bay Analysis'!$I$51*AR464)","v":327},46]
[121064.0484,121064.0726,121,"X",64,"DLH",17,"64DLH17",484,726,248,{"$f":"MIN(I465,360/'Roof Bay Analysis'!$I$51*K465)","v":372},52,null,null,null,null,null,null,null,null,null,null,null,null,null,null,null,null,null,null,null,null,null,121064.03720000001,121,"X",64,"DLH",17,"64DLH17",484,726,248,{"$f":"MIN(AP465,360/'Roof Bay Analysis'!$I$51*AR465)","v":372},52]
[121064.05590000001,121064.08385,121,"X",64,"DLH",18,"64DLH18",559,838.5,282,{"$f":"MIN(I466,360/'Roof Bay Analysis'!$I$51*K466)","v":423},59,null,null,null,null,null,null,null,null,null,null,null,null,null,null,null,null,null,null,null,null,null,121064.0423,121,"X",64,"DLH",18,"64DLH18",559,838.5,282,{"$f":"MIN(AP466,360/'Roof Bay Analysis'!$I$51*AR466)","v":423},59]
[121080.0401,121080.06015,121,"X",80,"DLH",15,"80DLH15",401,601.5,255,{"$f":"MIN(I467,360/'Roof Bay Analysis'!$I$51*K467)","v":382.5},40,null,null,null,null,null,null,null,null,null,null,null,null,null,null,null,null,null,null,null,null,null,121080.03825,121,"X",80,"DLH",15,"80DLH15",401,601.5,255,{"$f":"MIN(AP467,360/'Roof Bay Analysis'!$I$51*AR467)","v":382.5},40]
[121080.0485,121080.07275000001,121,"X",80,"DLH",16,"80DLH16",485,727.5,297,{"$f":"MIN(I468,360/'Roof Bay Analysis'!$I$51*K468)","v":445.5},46,null,null,null,null,null,null,null,null,null,null,null,null,null,null,null,null,null,null,null,null,null,121080.04455000001,121,"X",80,"DLH",16,"80DLH16",485,727.5,297,{"$f":"MIN(AP468,360/'Roof Bay Analysis'!$I$51*AR468)","v":445.5},46]
[121080.05590000001,121080.08385,121,"X",80,"DLH",17,"80DLH17",559,838.5,358,{"$f":"MIN(I469,360/'Roof Bay Analysis'!$I$51*K469)","v":537},53,null,null,null,null,null,null,null,null,null,null,null,null,null,null,null,null,null,null,null,null,null,121080.0537,121,"X",80,"DLH",17,"80DLH17",559,838.5,358,{"$f":"MIN(AP469,360/'Roof Bay Analysis'!$I$51*AR469)","v":537},53]
[121080.0631,121080.09465,121,"X",80,"DLH",18,"80DLH18",631,946.5,409,{"$f":"MIN(I470,360/'Roof Bay Analysis'!$I$51*K470)","v":613.5},60,null,null,null,null,null,null,null,null,null,null,null,null,null,null,null,null,null,null,null,null,null,121080.06135,121,"X",80,"DLH",18,"80DLH18",631,946.5,409,{"$f":"MIN(AP470,360/'Roof Bay Analysis'!$I$51*AR470)","v":613.5},60]
[121080.0736,121080.11040000001,121,"X",80,"DLH",19,"80DLH19",736,1104,458,{"$f":"MIN(I471,360/'Roof Bay Analysis'!$I$51*K471)","v":687},67,null,null,null,null,null,null,null,null,null,null,null,null,null,null,null,null,null,null,null,null,null,121080.0687,121,"X",80,"DLH",19,"80DLH19",736,1104,458,{"$f":"MIN(AP471,360/'Roof Bay Analysis'!$I$51*AR471)","v":687},67]
[121080.0845,121080.12675,121,"X",80,"DLH",20,"80DLH20",845,1267.5,512,{"$f":"MIN(I472,360/'Roof Bay Analysis'!$I$51*K472)","v":768},75,null,null,null,null,null,null,null,null,null,null,null,null,null,null,null,null,null,null,null,null,null,121080.0768,121,"X",80,"DLH",20,"80DLH20",845,1267.5,512,{"$f":"MIN(AP472,360/'Roof Bay Analysis'!$I$51*AR472)","v":768},75]
[121088.0514,121088.07709999999,121,"X",88,"DLH",16,"88DLH16",514,771,361,{"$f":"MIN(I473,360/'Roof Bay Analysis'!$I$51*K473)","v":514},46,null,null,null,null,null,null,null,null,null,null,null,null,null,null,null,null,null,null,null,null,null,121088.0514,121,"X",88,"DLH",16,"88DLH16",514,771,361,{"$f":"MIN(AP473,360/'Roof Bay Analysis'!$I$51*AR473)","v":514},46]
[121088.05809999999,121088.08715000001,121,"X",88,"DLH",17,"88DLH17",581,871.5,404,{"$f":"MIN(I474,360/'Roof Bay Analysis'!$I$51*K474)","v":581},51,null,null,null,null,null,null,null,null,null,null,null,null,null,null,null,null,null,null,null,null,null,121088.05809999999,121,"X",88,"DLH",17,"88DLH17",581,871.5,404,{"$f":"MIN(AP474,360/'Roof Bay Analysis'!$I$51*AR474)","v":581},51]
[121088.0667,121088.10004999999,121,"X",88,"DLH",18,"88DLH18",667,1000.5,460,{"$f":"MIN(I475,360/'Roof Bay Analysis'!$I$51*K475)","v":667},58,null,null,null,null,null,null,null,null,null,null,null,null,null,null,null,null,null,null,null,null,null,121088.0667,121,"X",88,"DLH",18,"88DLH18",667,1000.5,460,{"$f":"MIN(AP475,360/'Roof Bay Analysis'!$I$51*AR475)","v":667},58]
[121088.07709999999,121088.11565000001,121,"X",88,"DLH",19,"88DLH19",771,1156.5,521,{"$f":"MIN(I476,360/'Roof Bay Analysis'!$I$51*K476)","v":771},65,null,null,null,null,null,null,null,null,null,null,null,null,null,null,null,null,null,null,null,null,null,121088.07709999999,121,"X",88,"DLH",19,"88DLH19",771,1156.5,521,{"$f":"MIN(AP476,360/'Roof Bay Analysis'!$I$51*AR476)","v":771},65]
[121088.0889,121088.13335,121,"X",88,"DLH",20,"88DLH20",889,1333.5,623,{"$f":"MIN(I477,360/'Roof Bay Analysis'!$I$51*K477)","v":889},76,null,null,null,null,null,null,null,null,null,null,null,null,null,null,null,null,null,null,null,null,null,121088.0889,121,"X",88,"DLH",20,"88DLH20",889,1333.5,623,{"$f":"MIN(AP477,360/'Roof Bay Analysis'!$I$51*AR477)","v":889},76]
[121088.1099,121088.16485,121,"X",88,"DLH",21,"88DLH21",1099,1648.5,724,{"$f":"MIN(I478,360/'Roof Bay Analysis'!$I$51*K478)","v":1086},89,null,null,null,null,null,null,null,null,null,null,null,null,null,null,null,null,null,null,null,null,null,121088.10860000001,121,"X",88,"DLH",21,"88DLH21",1099,1648.5,724,{"$f":"MIN(AP478,360/'Roof Bay Analysis'!$I$51*AR478)","v":1086},89]
[122064.02310000001,122064.03465,122,"X",64,"DLH",12,"64DLH12",231,346.5,125,{"$f":"MIN(I479,360/'Roof Bay Analysis'!$I$51*K479)","v":187.5},31,null,null,null,null,null,null,null,null,null,null,null,null,null,null,null,null,null,null,null,null,null,122064.01875,122,"X",64,"DLH",12,"64DLH12",231,346.5,125,{"$f":"MIN(AP479,360/'Roof Bay Analysis'!$I$51*AR479)","v":187.5},31]
[122064.0281,122064.04214999999,122,"X",64,"DLH",13,"64DLH13",281,421.5,152,{"$f":"MIN(I480,360/'Roof Bay Analysis'!$I$51*K480)","v":228},34,null,null,null,null,null,null,null,null,null,null,null,null,null,null,null,null,null,null,null,null,null,122064.02280000001,122,"X",64,"DLH",13,"64DLH13",281,421.5,152,{"$f":"MIN(AP480,360/'Roof Bay Analysis'!$I$51*AR480)","v":228},34]
[122064.0321,122064.04815,122,"X",64,"DLH",14,"64DLH14",321,481.5,162,{"$f":"MIN(I481,360/'Roof Bay Analysis'!$I$51*K481)","v":243},40,null,null,null,null,null,null,null,null,null,null,null,null,null,null,null,null,null,null,null,null,null,122064.0243,122,"X",64,"DLH",14,"64DLH14",321,481.5,162,{"$f":"MIN(AP481,360/'Roof Bay Analysis'!$I$51*AR481)","v":243},40]
[122064.03690000001,122064.05535,122,"X",64,"DLH",15,"64DLH15",369,553.5,191,{"$f":"MIN(I482,360/'Roof Bay Analysis'!$I$51*K482)","v":286.5},43,null,null,null,null,null,null,null,null,null,null,null,null,null,null,null,null,null,null,null,null,null,122064.02864999999,122,"X",64,"DLH",15,"64DLH15",369,553.5,191,{"$f":"MIN(AP482,360/'Roof Bay Analysis'!$I$51*AR482)","v":286.5},43]
[122064.0414,122064.0621,122,"X",64,"DLH",16,"64DLH16",414,621,213,{"$f":"MIN(I483,360/'Roof Bay Analysis'!$I$51*K483)","v":319.5},46,null,null,null,null,null,null,null,null,null,null,null,null,null,null,null,null,null,null,null,null,null,122064.03195,122,"X",64,"DLH",16,"64DLH16",414,621,213,{"$f":"MIN(AP483,360/'Roof Bay Analysis'!$I$51*AR483)","v":319.5},46]
[122064.04760000001,122064.0714,122,"X",64,"DLH",17,"64DLH17",476,714,243,{"$f":"MIN(I484,360/'Roof Bay Analysis'!$I$51*K484)","v":364.5},52,null,null,null,null,null,null,null,null,null,null,null,null,null,null,null,null,null,null,null,null,null,122064.03645,122,"X",64,"DLH",17,"64DLH17",476,714,243,{"$f":"MIN(AP484,360/'Roof Bay Analysis'!$I$51*AR484)","v":364.5},52]
[122064.0549,122064.08235,122,"X",64,"DLH",18,"64DLH18",549,823.5,274,{"$f":"MIN(I485,360/'Roof Bay Analysis'!$I$51*K485)","v":411},59,null,null,null,null,null,null,null,null,null,null,null,null,null,null,null,null,null,null,null,null,null,122064.0411,122,"X",64,"DLH",18,"64DLH18",549,823.5,274,{"$f":"MIN(AP485,360/'Roof Bay Analysis'!$I$51*AR485)","v":411},59]
[122068.0288,122068.0432,122,"X",68,"DLH",13,"68DLH13",288,432,171,{"$f":"MIN(I486,360/'Roof Bay Analysis'!$I$51*K486)","v":256.5},37,null,null,null,null,null,null,null,null,null,null,null,null,null,null,null,null,null,null,null,null,null,122068.02565,122,"X",68,"DLH",13,"68DLH13",288,432,171,{"$f":"MIN(AP486,360/'Roof Bay Analysis'!$I$51*AR486)","v":256.5},37]
[122068.03320000001,122068.04979999999,122,"X",68,"DLH",14,"68DLH14",332,498,184,{"$f":"MIN(I487,360/'Roof Bay Analysis'!$I$51*K487)","v":276},40,null,null,null,null,null,null,null,null,null,null,null,null,null,null,null,null,null,null,null,null,null,122068.0276,122,"X",68,"DLH",14,"68DLH14",332,498,184,{"$f":"MIN(AP487,360/'Roof Bay Analysis'!$I$51*AR487)","v":276},40]
[122068.03720000001,122068.0558,122,"X",68,"DLH",15,"68DLH15",372,558,206,{"$f":"MIN(I488,360/'Roof Bay Analysis'!$I$51*K488)","v":309},44,null,null,null,null,null,null,null,null,null,null,null,null,null,null,null,null,null,null,null,null,null,122068.0309,122,"X",68,"DLH",15,"68DLH15",372,558,206,{"$f":"MIN(AP488,360/'Roof Bay Analysis'!$I$51*AR488)","v":309},44]
[122068.0441,122068.06615,122,"X",68,"DLH",16,"68DLH16",441,661.5,242,{"$f":"MIN(I489,360/'Roof Bay Analysis'!$I$51*K489)","v":363},49,null,null,null,null,null,null,null,null,null,null,null,null,null,null,null,null,null,null,null,null,null,122068.03630000001,122,"X",68,"DLH",16,"68DLH16",441,661.5,242,{"$f":"MIN(AP489,360/'Roof Bay Analysis'!$I$51*AR489)","v":363},49]
[122068.0497,122068.07455,122,"X",68,"DLH",17,"68DLH17",497,745.5,275,{"$f":"MIN(I490,360/'Roof Bay Analysis'!$I$51*K490)","v":412.5},55,null,null,null,null,null,null,null,null,null,null,null,null,null,null,null,null,null,null,null,null,null,122068.04124999999,122,"X",68,"DLH",17,"68DLH17",497,745.5,275,{"$f":"MIN(AP490,360/'Roof Bay Analysis'!$I$51*AR490)","v":412.5},55]
[122068.0575,122068.08624999999,122,"X",68,"DLH",18,"68DLH18",575,862.5,311,{"$f":"MIN(I491,360/'Roof Bay Analysis'!$I$51*K491)","v":466.5},61,null,null,null,null,null,null,null,null,null,null,null,null,null,null,null,null,null,null,null,null,null,122068.04665,122,"X",68,"DLH",18,"68DLH18",575,862.5,311,{"$f":"MIN(AP491,360/'Roof Bay Analysis'!$I$51*AR491)","v":466.5},61]
[122068.0662,122068.0993,122,"X",68,"DLH",19,"68DLH19",662,993,353,{"$f":"MIN(I492,360/'Roof Bay Analysis'!$I$51*K492)","v":529.5},67,null,null,null,null,null,null,null,null,null,null,null,null,null,null,null,null,null,null,null,null,null,122068.05295,122,"X",68,"DLH",19,"68DLH19",662,993,353,{"$f":"MIN(AP492,360/'Roof Bay Analysis'!$I$51*AR492)","v":529.5},67]
[122080.0383,122080.05744999999,122,"X",80,"DLH",15,"80DLH15",383,574.5,236,{"$f":"MIN(I493,360/'Roof Bay Analysis'!$I$51*K493)","v":354},40,null,null,null,null,null,null,null,null,null,null,null,null,null,null,null,null,null,null,null,null,null,122080.03539999999,122,"X",80,"DLH",15,"80DLH15",383,574.5,236,{"$f":"MIN(AP493,360/'Roof Bay Analysis'!$I$51*AR493)","v":354},40]
[122080.04610000001,122080.06915,122,"X",80,"DLH",16,"80DLH16",461,691.5,276,{"$f":"MIN(I494,360/'Roof Bay Analysis'!$I$51*K494)","v":414},46,null,null,null,null,null,null,null,null,null,null,null,null,null,null,null,null,null,null,null,null,null,122080.0414,122,"X",80,"DLH",16,"80DLH16",461,691.5,276,{"$f":"MIN(AP494,360/'Roof Bay Analysis'!$I$51*AR494)","v":414},46]
[122080.0533,122080.07995,122,"X",80,"DLH",17,"80DLH17",533,799.5,332,{"$f":"MIN(I495,360/'Roof Bay Analysis'!$I$51*K495)","v":498},53,null,null,null,null,null,null,null,null,null,null,null,null,null,null,null,null,null,null,null,null,null,122080.04979999999,122,"X",80,"DLH",17,"80DLH17",533,799.5,332,{"$f":"MIN(AP495,360/'Roof Bay Analysis'!$I$51*AR495)","v":498},53]
[122080.06020000001,122080.0903,122,"X",80,"DLH",18,"80DLH18",602,903,380,{"$f":"MIN(I496,360/'Roof Bay Analysis'!$I$51*K496)","v":570},60,null,null,null,null,null,null,null,null,null,null,null,null,null,null,null,null,null,null,null,null,null,122080.057,122,"X",80,"DLH",18,"80DLH18",602,903,380,{"$f":"MIN(AP496,360/'Roof Bay Analysis'!$I$51*AR496)","v":570},60]
[122080.0701,122080.10515,122,"X",80,"DLH",19,"80DLH19",701,1051.5,425,{"$f":"MIN(I497,360/'Roof Bay Analysis'!$I$51*K497)","v":637.5},67,null,null,null,null,null,null,null,null,null,null,null,null,null,null,null,null,null,null,null,null,null,122080.06375,122,"X",80,"DLH",19,"80DLH19",701,1051.5,425,{"$f":"MIN(AP497,360/'Roof Bay Analysis'!$I$51*AR497)","v":637.5},67]
[122080.08070000001,122080.12105,122,"X",80,"DLH",20,"80DLH20",807,1210.5,475,{"$f":"MIN(I498,360/'Roof Bay Analysis'!$I$51*K498)","v":712.5},75,null,null,null,null,null,null,null,null,null,null,null,null,null,null,null,null,null,null,null,null,null,122080.07124999999,122,"X",80,"DLH",20,"80DLH20",807,1210.5,475,{"$f":"MIN(AP498,360/'Roof Bay Analysis'!$I$51*AR498)","v":712.5},75]
[122088.049,122088.0735,122,"X",88,"DLH",16,"88DLH16",490,735,336,{"$f":"MIN(I499,360/'Roof Bay Analysis'!$I$51*K499)","v":490},46,null,null,null,null,null,null,null,null,null,null,null,null,null,null,null,null,null,null,null,null,null,122088.049,122,"X",88,"DLH",16,"88DLH16",490,735,336,{"$f":"MIN(AP499,360/'Roof Bay Analysis'!$I$51*AR499)","v":490},46]
[122088.05530000001,122088.08295,122,"X",88,"DLH",17,"88DLH17",553,829.5,375,{"$f":"MIN(I500,360/'Roof Bay Analysis'!$I$51*K500)","v":553},51,null,null,null,null,null,null,null,null,null,null,null,null,null,null,null,null,null,null,null,null,null,122088.05530000001,122,"X",88,"DLH",17,"88DLH17",553,829.5,375,{"$f":"MIN(AP500,360/'Roof Bay Analysis'!$I$51*AR500)","v":553},51]
[122088.07339999999,122088.11010000001,122,"X",88,"DLH",19,"88DLH19",734,1101,484,{"$f":"MIN(I502,360/'Roof Bay Analysis'!$I$51*K502)","v":726},65,null,null,null,null,null,null,null,null,null,null,null,null,null,null,null,null,null,null,null,null,null,122088.0726,122,"X",88,"DLH",19,"88DLH19",734,1101,484,{"$f":"MIN(AP502,360/'Roof Bay Analysis'!$I$51*AR502)","v":726},65]
[123064.02770000001,123064.04154999999,123,"X",64,"DLH",13,"64DLH13",277,415.5,148,{"$f":"MIN(I506,360/'Roof Bay Analysis'!$I$51*K506)","v":222},34,null,null,null,null,null,null,null,null,null,null,null,null,null,null,null,null,null,null,null,null,null,123064.02220000001,123,"X",64,"DLH",13,"64DLH13",277,415.5,148,{"$f":"MIN(AP506,360/'Roof Bay Analysis'!$I$51*AR506)","v":222},34]
[123068.0327,123068.04905,123,"X",68,"DLH",14,"68DLH14",327,490.5,179,{"$f":"MIN(I513,360/'Roof Bay Analysis'!$I$51*K513)","v":268.5},40,null,null,null,null,null,null,null,null,null,null,null,null,null,null,null,null,null,null,null,null,null,123068.02684999999,123,"X",68,"DLH",14,"68DLH14",327,490.5,179,{"$f":"MIN(AP513,360/'Roof Bay Analysis'!$I$51*AR513)","v":268.5},40]
[{"$f":"C516*1000+E516+I516/10000","v":123068.04889999999},{"$f":"C516*1000+E516+J516/10000","v":123068.07335000001},123,"X",68,"DLH",17,"68DLH17",489,{"$f":"1.5*I516","v":733.5},268,{"$f":"MIN(I516,360/'Roof Bay Analysis'!$I$51*K516)","v":402},55,null,null,null,null,null,null,null,null,null,null,null,null,null,null,null,null,null,null,null,null,null,{"$f":"AJ516*1000+AL516+AS516/10000","v":123068.0402},123,"X",68,"DLH",17,"68DLH17",489,{"$f":"1.5*AP516","v":733.5},268,{"$f":"MIN(AP516,360/'Roof Bay Analysis'!$I$51*AR516)","v":402},55]
[123080.0533,123080.07995,123,"X",80,"DLH",17,"80DLH17",533,799.5,332,{"$f":"MIN(I521,360/'Roof Bay Analysis'!$I$51*K521)","v":498},53,null,null,null,null,null,null,null,null,null,null,null,null,null,null,null,null,null,null,null,null,null,123080.04979999999,123,"X",80,"DLH",17,"80DLH17",533,799.5,332,{"$f":"MIN(AP521,360/'Roof Bay Analysis'!$I$51*AR521)","v":498},53]
[123088.05530000001,123088.08295,123,"X",88,"DLH",17,"88DLH17",553,829.5,375,{"$f":"MIN(I526,360/'Roof Bay Analysis'!$I$51*K526)","v":553},51,null,null,null,null,null,null,null,null,null,null,null,null,null,null,null,null,null,null,null,null,null,123088.05530000001,123,"X",88,"DLH",17,"88DLH17",553,829.5,375,{"$f":"MIN(AP526,360/'Roof Bay Analysis'!$I$51*AR526)","v":553},51]
[124064.0224,124064.0336,124,"X",64,"DLH",12,"64DLH12",224,336,119,{"$f":"MIN(I531,360/'Roof Bay Analysis'!$I$51*K531)","v":178.5},31,null,null,null,null,null,null,null,null,null,null,null,null,null,null,null,null,null,null,null,null,null,124064.01785,124,"X",64,"DLH",12,"64DLH12",224,336,119,{"$f":"MIN(AP531,360/'Roof Bay Analysis'!$I$51*AR531)","v":178.5},31]
[124064.04610000001,124064.06915,124,"X",64,"DLH",17,"64DLH17",461,691.5,231,{"$f":"MIN(I536,360/'Roof Bay Analysis'!$I$51*K536)","v":346.5},52,null,null,null,null,null,null,null,null,null,null,null,null,null,null,null,null,null,null,null,null,null,124064.03465,124,"X",64,"DLH",17,"64DLH17",461,691.5,231,{"$f":"MIN(AP536,360/'Roof Bay Analysis'!$I$51*AR536)","v":346.5},52]
[124068.0322,124068.04829999999,124,"X",68,"DLH",14,"68DLH14",322,483,175,{"$f":"MIN(I539,360/'Roof Bay Analysis'!$I$51*K539)","v":262.5},40,null,null,null,null,null,null,null,null,null,null,null,null,null,null,null,null,null,null,null,null,null,124068.02625,124,"X",68,"DLH",14,"68DLH14",322,483,175,{"$f":"MIN(AP539,360/'Roof Bay Analysis'!$I$51*AR539)","v":262.5},40]
[124080.04610000001,124080.06915,124,"X",80,"DLH",16,"80DLH16",461,691.5,276,{"$f":"MIN(I546,360/'Roof Bay Analysis'!$I$51*K546)","v":414},46,null,null,null,null,null,null,null,null,null,null,null,null,null,null,null,null,null,null,null,null,null,124080.0414,124,"X",80,"DLH",16,"80DLH16",461,691.5,276,{"$f":"MIN(AP546,360/'Roof Bay Analysis'!$I$51*AR546)","v":414},46]
[124088.049,124088.0735,124,"X",88,"DLH",16,"88DLH16",490,735,336,{"$f":"MIN(I551,360/'Roof Bay Analysis'!$I$51*K551)","v":490},46,null,null,null,null,null,null,null,null,null,null,null,null,null,null,null,null,null,null,null,null,null,124088.049,124,"X",88,"DLH",16,"88DLH16",490,735,336,{"$f":"MIN(AP551,360/'Roof Bay Analysis'!$I$51*AR551)","v":490},46]
[124088.05530000001,124088.08295,124,"X",88,"DLH",17,"88DLH17",553,829.5,375,{"$f":"MIN(I552,360/'Roof Bay Analysis'!$I$51*K552)","v":553},51,null,null,null,null,null,null,null,null,null,null,null,null,null,null,null,null,null,null,null,null,null,124088.05530000001,124,"X",88,"DLH",17,"88DLH17",553,829.5,375,{"$f":"MIN(AP552,360/'Roof Bay Analysis'!$I$51*AR552)","v":553},51]
[124088.1045,124088.15674999999,124,"X",88,"DLH",21,"88DLH21",1045,1567.5,673,{"$f":"MIN(I556,360/'Roof Bay Analysis'!$I$51*K556)","v":1009.5},89,null,null,null,null,null,null,null,null,null,null,null,null,null,null,null,null,null,null,null,null,null,124088.10094999999,124,"X",88,"DLH",21,"88DLH21",1045,1567.5,673,{"$f":"MIN(AP556,360/'Roof Bay Analysis'!$I$51*AR556)","v":1009.5},89]
[125064.03939999999,125064.0591,125,"X",64,"DLH",16,"64DLH16",394,591,198,{"$f":"MIN(I561,360/'Roof Bay Analysis'!$I$51*K561)","v":297},46,null,null,null,null,null,null,null,null,null,null,null,null,null,null,null,null,null,null,null,null,null,125064.0297,125,"X",64,"DLH",16,"64DLH16",394,591,198,{"$f":"MIN(AP561,360/'Roof Bay Analysis'!$I$51*AR561)","v":297},46]
[125068.0549,125068.08235,125,"X",68,"DLH",18,"68DLH18",549,823.5,289,{"$f":"MIN(I569,360/'Roof Bay Analysis'!$I$51*K569)","v":433.5},61,null,null,null,null,null,null,null,null,null,null,null,null,null,null,null,null,null,null,null,null,null,125068.04335000001,125,"X",68,"DLH",18,"68DLH18",549,823.5,289,{"$f":"MIN(AP569,360/'Roof Bay Analysis'!$I$51*AR569)","v":433.5},61]
[125080.03660000001,125080.0549,125,"X",80,"DLH",15,"80DLH15",366,549,220,{"$f":"MIN(I571,360/'Roof Bay Analysis'!$I$51*K571)","v":330},40,null,null,null,null,null,null,null,null,null,null,null,null,null,null,null,null,null,null,null,null,null,125080.033,125,"X",80,"DLH",15,"80DLH15",366,549,220,{"$f":"MIN(AP571,360/'Roof Bay Analysis'!$I$51*AR571)","v":330},40]
[125088.04670000001,125088.07004999999,125,"X",88,"DLH",16,"88DLH16",467,700.5,313,{"$f":"MIN(I577,360/'Roof Bay Analysis'!$I$51*K577)","v":467},46,null,null,null,null,null,null,null,null,null,null,null,null,null,null,null,null,null,null,null,null,null,125088.04670000001,125,"X",88,"DLH",16,"88DLH16",467,700.5,313,{"$f":"MIN(AP577,360/'Roof Bay Analysis'!$I$51*AR577)","v":467},46]
[125088.0996,125088.14939999999,125,"X",88,"DLH",21,"88DLH21",996,1494,626,{"$f":"MIN(I582,360/'Roof Bay Analysis'!$I$51*K582)","v":939},89,null,null,null,null,null,null,null,null,null,null,null,null,null,null,null,null,null,null,null,null,null,125088.09390000001,125,"X",88,"DLH",21,"88DLH21",996,1494,626,{"$f":"MIN(AP582,360/'Roof Bay Analysis'!$I$51*AR582)","v":939},89]
[126064.0347,126064.05205,126,"X",64,"DLH",15,"64DLH15",347,520.5,173,{"$f":"MIN(I586,360/'Roof Bay Analysis'!$I$51*K586)","v":259.5},43,null,null,null,null,null,null,null,null,null,null,null,null,null,null,null,null,null,null,null,null,null,126064.02595,126,"X",64,"DLH",15,"64DLH15",347,520.5,173,{"$f":"MIN(AP586,360/'Roof Bay Analysis'!$I$51*AR586)","v":259.5},43]
[126068.03479999999,126068.05220000001,126,"X",68,"DLH",15,"68DLH15",348,522,187,{"$f":"MIN(I592,360/'Roof Bay Analysis'!$I$51*K592)","v":280.5},44,null,null,null,null,null,null,null,null,null,null,null,null,null,null,null,null,null,null,null,null,null,126068.02804999999,126,"X",68,"DLH",15,"68DLH15",348,522,187,{"$f":"MIN(AP592,360/'Roof Bay Analysis'!$I$51*AR592)","v":280.5},44]
[126068.054,126068.08100000001,126,"X",68,"DLH",18,"68DLH18",540,810,283,{"$f":"MIN(I595,360/'Roof Bay Analysis'!$I$51*K595)","v":424.5},61,null,null,null,null,null,null,null,null,null,null,null,null,null,null,null,null,null,null,null,null,null,126068.04244999999,126,"X",68,"DLH",18,"68DLH18",540,810,283,{"$f":"MIN(AP595,360/'Roof Bay Analysis'!$I$51*AR595)","v":424.5},61]
[126080.07709999999,126080.11565000001,126,"X",80,"DLH",20,"80DLH20",771,1156.5,443,{"$f":"MIN(I602,360/'Roof Bay Analysis'!$I$51*K602)","v":664.5},75,null,null,null,null,null,null,null,null,null,null,null,null,null,null,null,null,null,null,null,null,null,126080.06645,126,"X",80,"DLH",20,"80DLH20",771,1156.5,443,{"$f":"MIN(AP602,360/'Roof Bay Analysis'!$I$51*AR602)","v":664.5},75]
[126088.0821,126088.12315,126,"X",88,"DLH",20,"88DLH20",821,1231.5,539,{"$f":"MIN(I607,360/'Roof Bay Analysis'!$I$51*K607)","v":808.5},76,null,null,null,null,null,null,null,null,null,null,null,null,null,null,null,null,null,null,null,null,null,126088.08085,126,"X",88,"DLH",20,"88DLH20",821,1231.5,539,{"$f":"MIN(AP607,360/'Roof Bay Analysis'!$I$51*AR607)","v":808.5},76]
[126088.0996,126088.14939999999,126,"X",88,"DLH",21,"88DLH21",996,1494,626,{"$f":"MIN(I608,360/'Roof Bay Analysis'!$I$51*K608)","v":939},89,null,null,null,null,null,null,null,null,null,null,null,null,null,null,null,null,null,null,null,null,null,126088.09390000001,126,"X",88,"DLH",21,"88DLH21",996,1494,626,{"$f":"MIN(AP608,360/'Roof Bay Analysis'!$I$51*AR608)","v":939},89]
[127064.0341,127064.05115,127,"X",64,"DLH",15,"64DLH15",341,511.5,170,{"$f":"MIN(I612,360/'Roof Bay Analysis'!$I$51*K612)","v":255},43,null,null,null,null,null,null,null,null,null,null,null,null,null,null,null,null,null,null,null,null,null,127064.0255,127,"X",64,"DLH",15,"64DLH15",341,511.5,170,{"$f":"MIN(AP612,360/'Roof Bay Analysis'!$I$51*AR612)","v":255},43]
[127068.03079999999,127068.0462,127,"X",68,"DLH",14,"68DLH14",308,462,163,{"$f":"MIN(I617,360/'Roof Bay Analysis'!$I$51*K617)","v":244.5},40,null,null,null,null,null,null,null,null,null,null,null,null,null,null,null,null,null,null,null,null,null,127068.02445,127,"X",68,"DLH",14,"68DLH14",308,462,163,{"$f":"MIN(AP617,360/'Roof Bay Analysis'!$I$51*AR617)","v":244.5},40]
[127080.05100000001,127080.0765,127,"X",80,"DLH",17,"80DLH17",510,765,309,{"$f":"MIN(I625,360/'Roof Bay Analysis'!$I$51*K625)","v":463.5},53,null,null,null,null,null,null,null,null,null,null,null,null,null,null,null,null,null,null,null,null,null,127080.04635,127,"X",80,"DLH",17,"80DLH17",510,765,309,{"$f":"MIN(AP625,360/'Roof Bay Analysis'!$I$51*AR625)","v":463.5},53]
[127080.067,127080.1005,127,"X",80,"DLH",19,"80DLH19",670,1005,396,{"$f":"MIN(I627,360/'Roof Bay Analysis'!$I$51*K627)","v":594},67,null,null,null,null,null,null,null,null,null,null,null,null,null,null,null,null,null,null,null,null,null,127080.0594,127,"X",80,"DLH",19,"80DLH19",670,1005,396,{"$f":"MIN(AP627,360/'Roof Bay Analysis'!$I$51*AR627)","v":594},67]
[127088.0699,127088.10485,127,"X",88,"DLH",19,"88DLH19",699,1048.5,450,{"$f":"MIN(I632,360/'Roof Bay Analysis'!$I$51*K632)","v":675},65,null,null,null,null,null,null,null,null,null,null,null,null,null,null,null,null,null,null,null,null,null,127088.0675,127,"X",88,"DLH",19,"88DLH19",699,1048.5,450,{"$f":"MIN(AP632,360/'Roof Bay Analysis'!$I$51*AR632)","v":675},65]
[128064.0336,128064.05039999999,128,"X",64,"DLH",15,"64DLH15",336,504,165,{"$f":"MIN(I638,360/'Roof Bay Analysis'!$I$51*K638)","v":247.5},43,null,null,null,null,null,null,null,null,null,null,null,null,null,null,null,null,null,null,null,null,null,128064.02475,128,"X",64,"DLH",15,"64DLH15",336,504,165,{"$f":"MIN(AP638,360/'Roof Bay Analysis'!$I$51*AR638)","v":247.5},43]
[128068.0263,128068.03945,128,"X",68,"DLH",13,"68DLH13",263,394.5,149,{"$f":"MIN(I642,360/'Roof Bay Analysis'!$I$51*K642)","v":223.5},37,null,null,null,null,null,null,null,null,null,null,null,null,null,null,null,null,null,null,null,null,null,128068.02235,128,"X",68,"DLH",13,"68DLH13",263,394.5,149,{"$f":"MIN(AP642,360/'Roof Bay Analysis'!$I$51*AR642)","v":223.5},37]
[128068.0524,128068.07859999999,128,"X",68,"DLH",18,"68DLH18",524,786,269,{"$f":"MIN(I647,360/'Roof Bay Analysis'!$I$51*K647)","v":403.5},61,null,null,null,null,null,null,null,null,null,null,null,null,null,null,null,null,null,null,null,null,null,128068.04035,128,"X",68,"DLH",18,"68DLH18",524,786,269,{"$f":"MIN(AP647,360/'Roof Bay Analysis'!$I$51*AR647)","v":403.5},61]
[128080.0487,128080.07305000001,128,"X",80,"DLH",17,"80DLH17",487,730.5,288,{"$f":"MIN(I651,360/'Roof Bay Analysis'!$I$51*K651)","v":432},53,null,null,null,null,null,null,null,null,null,null,null,null,null,null,null,null,null,null,null,null,null,128080.0432,128,"X",80,"DLH",17,"80DLH17",487,730.5,288,{"$f":"MIN(AP651,360/'Roof Bay Analysis'!$I$51*AR651)","v":432},53]
[128088.0577,128088.08655000001,128,"X",88,"DLH",18,"88DLH18",577,865.5,370,{"$f":"MIN(I657,360/'Roof Bay Analysis'!$I$51*K657)","v":555},58,null,null,null,null,null,null,null,null,null,null,null,null,null,null,null,null,null,null,null,null,null,128088.0555,128,"X",88,"DLH",18,"88DLH18",577,865.5,370,{"$f":"MIN(AP657,360/'Roof Bay Analysis'!$I$51*AR657)","v":555},58]
[129064.02529999999,129064.03795,129,"X",64,"DLH",13,"64DLH13",253,379.5,128,{"$f":"MIN(I662,360/'Roof Bay Analysis'!$I$51*K662)","v":192},34,null,null,null,null,null,null,null,null,null,null,null,null,null,null,null,null,null,null,null,null,null,129064.0192,129,"X",64,"DLH",13,"64DLH13",253,379.5,128,{"$f":"MIN(AP662,360/'Roof Bay Analysis'!$I$51*AR662)","v":192},34]
[129064.0331,129064.04965,129,"X",64,"DLH",15,"64DLH15",331,496.5,161,{"$f":"MIN(I664,360/'Roof Bay Analysis'!$I$51*K664)","v":241.5},43,null,null,null,null,null,null,null,null,null,null,null,null,null,null,null,null,null,null,null,null,null,129064.02415,129,"X",64,"DLH",15,"64DLH15",331,496.5,161,{"$f":"MIN(AP664,360/'Roof Bay Analysis'!$I$51*AR664)","v":241.5},43]
[129068.04459999999,129068.06690000001,129,"X",68,"DLH",17,"68DLH17",446,669,232,{"$f":"MIN(I672,360/'Roof Bay Analysis'!$I$51*K672)","v":348},55,null,null,null,null,null,null,null,null,null,null,null,null,null,null,null,null,null,null,null,null,null,129068.03479999999,129,"X",68,"DLH",17,"68DLH17",446,669,232,{"$f":"MIN(AP672,360/'Roof Bay Analysis'!$I$51*AR672)","v":348},55]
[129068.05160000001,129068.07739999999,129,"X",68,"DLH",18,"68DLH18",516,774,263,{"$f":"MIN(I673,360/'Roof Bay Analysis'!$I$51*K673)","v":394.5},61,null,null,null,null,null,null,null,null,null,null,null,null,null,null,null,null,null,null,null,null,null,129068.03945,129,"X",68,"DLH",18,"68DLH18",516,774,263,{"$f":"MIN(AP673,360/'Roof Bay Analysis'!$I$51*AR673)","v":394.5},61]
[129088.0447,129088.06705,129,"X",88,"DLH",16,"88DLH16",447,670.5,291,{"$f":"MIN(I681,360/'Roof Bay Analysis'!$I$51*K681)","v":436.5},46,null,null,null,null,null,null,null,null,null,null,null,null,null,null,null,null,null,null,null,null,null,129088.04365000001,129,"X",88,"DLH",16,"88DLH16",447,670.5,291,{"$f":"MIN(AP681,360/'Roof Bay Analysis'!$I$51*AR681)","v":436.5},46]
[129088.0502,129088.0753,129,"X",88,"DLH",17,"88DLH17",502,753,325,{"$f":"MIN(I682,360/'Roof Bay Analysis'!$I$51*K682)","v":487.5},51,null,null,null,null,null,null,null,null,null,null,null,null,null,null,null,null,null,null,null,null,null,129088.04875,129,"X",88,"DLH",17,"88DLH17",502,753,325,{"$f":"MIN(AP682,360/'Roof Bay Analysis'!$I$51*AR682)","v":487.5},51]
[130068.0294,130068.0441,130,"X",68,"DLH",14,"68DLH14",294,441,152,{"$f":"MIN(I688,360/'Roof Bay Analysis'!$I$51*K688)","v":228},40,null,null,null,null,null,null,null,null,null,null,null,null,null,null,null,null,null,null,null,null,null,130068.02280000001,130,"X",68,"DLH",14,"68DLH14",294,441,152,{"$f":"MIN(AP688,360/'Roof Bay Analysis'!$I$51*AR688)","v":228},40]
[130072.0303,130072.04545000001,130,"X",72,"DLH",14,"72DLH14",303,454.5,171,{"$f":"MIN(I694,360/'Roof Bay Analysis'!$I$51*K694)","v":256.5},41,null,null,null,null,null,null,null,null,null,null,null,null,null,null,null,null,null,null,null,null,null,130072.02565,130,"X",72,"DLH",14,"72DLH14",303,454.5,171,{"$f":"MIN(AP694,360/'Roof Bay Analysis'!$I$51*AR694)","v":256.5},41]
[130072.0528,130072.07919999999,130,"X",72,"DLH",18,"72DLH18",528,792,289,{"$f":"MIN(I698,360/'Roof Bay Analysis'!$I$51*K698)","v":433.5},59,null,null,null,null,null,null,null,null,null,null,null,null,null,null,null,null,null,null,null,null,null,130072.04335000001,130,"X",72,"DLH",18,"72DLH18",528,792,289,{"$f":"MIN(AP698,360/'Roof Bay Analysis'!$I$51*AR698)","v":433.5},59]
[130080.05499999999,130080.0825,130,"X",80,"DLH",18,"80DLH18",550,825,330,{"$f":"MIN(I703,360/'Roof Bay Analysis'!$I$51*K703)","v":495},60,null,null,null,null,null,null,null,null,null,null,null,null,null,null,null,null,null,null,null,null,null,130080.04949999999,130,"X",80,"DLH",18,"80DLH18",550,825,330,{"$f":"MIN(AP703,360/'Roof Bay Analysis'!$I$51*AR703)","v":495},60]
[130088.0502,130088.0753,130,"X",88,"DLH",17,"88DLH17",502,753,325,{"$f":"MIN(I707,360/'Roof Bay Analysis'!$I$51*K707)","v":487.5},51,null,null,null,null,null,null,null,null,null,null,null,null,null,null,null,null,null,null,null,null,null,130088.04875,130,"X",88,"DLH",17,"88DLH17",502,753,325,{"$f":"MIN(AP707,360/'Roof Bay Analysis'!$I$51*AR707)","v":487.5},51]
[130096.06080000001,130096.0912,130,"X",96,"DLH",18,"96DLH18",608,912,443,{"$f":"MIN(I713,360/'Roof Bay Analysis'!$I$51*K713)","v":608},58,null,null,null,null,null,null,null,null,null,null,null,null,null,null,null,null,null,null,null,null,null,130096.06080000001,130,"X",96,"DLH",18,"96DLH18",608,912,443,{"$f":"MIN(AP713,360/'Roof Bay Analysis'!$I$51*AR713)","v":608},58]
[131068.0252,131068.03780000001,131,"X",68,"DLH",13,"68DLH13",252,378,138,{"$f":"MIN(I718,360/'Roof Bay Analysis'!$I$51*K718)","v":207},37,null,null,null,null,null,null,null,null,null,null,null,null,null,null,null,null,null,null,null,null,null,131068.02069999999,131,"X",68,"DLH",13,"68DLH13",252,378,138,{"$f":"MIN(AP718,360/'Roof Bay Analysis'!$I$51*AR718)","v":207},37]
[131068.0322,131068.04829999999,131,"X",68,"DLH",15,"68DLH15",322,483,166,{"$f":"MIN(I720,360/'Roof Bay Analysis'!$I$51*K720)","v":249},44,null,null,null,null,null,null,null,null,null,null,null,null,null,null,null,null,null,null,null,null,null,131068.0249,131,"X",68,"DLH",15,"68DLH15",322,483,166,{"$f":"MIN(AP720,360/'Roof Bay Analysis'!$I$51*AR720)","v":249},44]
[131072.04449999999,131072.06675,131,"X",72,"DLH",17,"72DLH17",445,667.5,250,{"$f":"MIN(I728,360/'Roof Bay Analysis'!$I$51*K728)","v":375},56,null,null,null,null,null,null,null,null,null,null,null,null,null,null,null,null,null,null,null,null,null,131072.03750000001,131,"X",72,"DLH",17,"72DLH17",445,667.5,250,{"$f":"MIN(AP728,360/'Roof Bay Analysis'!$I$51*AR728)","v":375},56]
[131080.0466,131080.0699,131,"X",80,"DLH",17,"80DLH17",466,699,269,{"$f":"MIN(I733,360/'Roof Bay Analysis'!$I$51*K733)","v":403.5},53,null,null,null,null,null,null,null,null,null,null,null,null,null,null,null,null,null,null,null,null,null,131080.04035,131,"X",80,"DLH",17,"80DLH17",466,699,269,{"$f":"MIN(AP733,360/'Roof Bay Analysis'!$I$51*AR733)","v":403.5},53]
[131088.0428,131088.06419999999,131,"X",88,"DLH",16,"88DLH16",428,642,272,{"$f":"MIN(I737,360/'Roof Bay Analysis'!$I$51*K737)","v":408},46,null,null,null,null,null,null,null,null,null,null,null,null,null,null,null,null,null,null,null,null,null,131088.04079999999,131,"X",88,"DLH",16,"88DLH16",428,642,272,{"$f":"MIN(AP737,360/'Roof Bay Analysis'!$I$51*AR737)","v":408},46]
[131088.04790000001,131088.07185000001,131,"X",88,"DLH",17,"88DLH17",479,718.5,304,{"$f":"MIN(I738,360/'Roof Bay Analysis'!$I$51*K738)","v":456},51,null,null,null,null,null,null,null,null,null,null,null,null,null,null,null,null,null,null,null,null,null,131088.04560000001,131,"X",88,"DLH",17,"88DLH17",479,718.5,304,{"$f":"MIN(AP738,360/'Roof Bay Analysis'!$I$51*AR738)","v":456},51]
[131096.05170000001,131096.07754999999,131,"X",96,"DLH",17,"96DLH17",517,775.5,363,{"$f":"MIN(I743,360/'Roof Bay Analysis'!$I$51*K743)","v":517},52,null,null,null,null,null,null,null,null,null,null,null,null,null,null,null,null,null,null,null,null,null,131096.05170000001,131,"X",96,"DLH",17,"96DLH17",517,775.5,363,{"$f":"MIN(AP743,360/'Roof Bay Analysis'!$I$51*AR743)","v":517},52]
[132068.02859999999,132068.0429,132,"X",68,"DLH",14,"68DLH14",286,429,145,{"$f":"MIN(I750,360/'Roof Bay Analysis'!$I$51*K750)","v":217.5},40,null,null,null,null,null,null,null,null,null,null,null,null,null,null,null,null,null,null,null,null,null,132068.02175000001,132,"X",68,"DLH",14,"68DLH14",286,429,145,{"$f":"MIN(AP750,360/'Roof Bay Analysis'!$I$51*AR750)","v":217.5},40]
[132068.04269999999,132068.06404999999,132,"X",68,"DLH",17,"68DLH17",427,640.5,217,{"$f":"MIN(I753,360/'Roof Bay Analysis'!$I$51*K753)","v":325.5},55,null,null,null,null,null,null,null,null,null,null,null,null,null,null,null,null,null,null,null,null,null,132068.03255,132,"X",68,"DLH",17,"68DLH17",427,640.5,217,{"$f":"MIN(AP753,360/'Roof Bay Analysis'!$I$51*AR753)","v":325.5},55]
[132072.04380000001,132072.06570000001,132,"X",72,"DLH",17,"72DLH17",438,657,245,{"$f":"MIN(I759,360/'Roof Bay Analysis'!$I$51*K759)","v":367.5},56,null,null,null,null,null,null,null,null,null,null,null,null,null,null,null,null,null,null,null,null,null,132072.03675,132,"X",72,"DLH",17,"72DLH17",438,657,245,{"$f":"MIN(AP759,360/'Roof Bay Analysis'!$I$51*AR759)","v":367.5},56]
[132080.04,132080.06,132,"X",80,"DLH",16,"80DLH16",400,600,224,{"$f":"MIN(I763,360/'Roof Bay Analysis'!$I$51*K763)","v":336},46,null,null,null,null,null,null,null,null,null,null,null,null,null,null,null,null,null,null,null,null,null,132080.0336,132,"X",80,"DLH",16,"80DLH16",400,600,224,{"$f":"MIN(AP763,360/'Roof Bay Analysis'!$I$51*AR763)","v":336},46]
[132088.0428,132088.06419999999,132,"X",88,"DLH",16,"88DLH16",428,642,272,{"$f":"MIN(I768,360/'Roof Bay Analysis'!$I$51*K768)","v":408},46,null,null,null,null,null,null,null,null,null,null,null,null,null,null,null,null,null,null,null,null,null,132088.04079999999,132,"X",88,"DLH",16,"88DLH16",428,642,272,{"$f":"MIN(AP768,360/'Roof Bay Analysis'!$I$51*AR768)","v":408},46]
[132096.05170000001,132096.07754999999,132,"X",96,"DLH",17,"96DLH17",517,775.5,363,{"$f":"MIN(I774,360/'Roof Bay Analysis'!$I$51*K774)","v":517},52,null,null,null,null,null,null,null,null,null,null,null,null,null,null,null,null,null,null,null,null,null,132096.05170000001,132,"X",96,"DLH",17,"96DLH17",517,775.5,363,{"$f":"MIN(AP774,360/'Roof Bay Analysis'!$I$51*AR774)","v":517},52]
[132096.06969999999,132096.10454999999,132,"X",96,"DLH",19,"96DLH19",697,1045.5,469,{"$f":"MIN(I776,360/'Roof Bay Analysis'!$I$51*K776)","v":697},66,null,null,null,null,null,null,null,null,null,null,null,null,null,null,null,null,null,null,null,null,null,132096.06969999999,132,"X",96,"DLH",19,"96DLH19",697,1045.5,469,{"$f":"MIN(AP776,360/'Roof Bay Analysis'!$I$51*AR776)","v":697},66]
[133068.03709999999,133068.05564999999,133,"X",68,"DLH",16,"68DLH16",371,556.5,186,{"$f":"MIN(I783,360/'Roof Bay Analysis'!$I$51*K783)","v":279},49,null,null,null,null,null,null,null,null,null,null,null,null,null,null,null,null,null,null,null,null,null,133068.02789999999,133,"X",68,"DLH",16,"68DLH16",371,556.5,186,{"$f":"MIN(AP783,360/'Roof Bay Analysis'!$I$51*AR783)","v":279},49]
[133072.03839999999,133072.0576,133,"X",72,"DLH",16,"72DLH16",384,576,209,{"$f":"MIN(I789,360/'Roof Bay Analysis'!$I$51*K789)","v":313.5},50,null,null,null,null,null,null,null,null,null,null,null,null,null,null,null,null,null,null,null,null,null,133072.03135,133,"X",72,"DLH",16,"72DLH16",384,576,209,{"$f":"MIN(AP789,360/'Roof Bay Analysis'!$I$51*AR789)","v":313.5},50]
[133080.03349999999,133080.05025,133,"X",80,"DLH",15,"80DLH15",335,502.5,192,{"$f":"MIN(I793,360/'Roof Bay Analysis'!$I$51*K793)","v":288},40,null,null,null,null,null,null,null,null,null,null,null,null,null,null,null,null,null,null,null,null,null,133080.0288,133,"X",80,"DLH",15,"80DLH15",335,502.5,192,{"$f":"MIN(AP793,360/'Roof Bay Analysis'!$I$51*AR793)","v":288},40]
[133080.04,133080.06,133,"X",80,"DLH",16,"80DLH16",400,600,224,{"$f":"MIN(I794,360/'Roof Bay Analysis'!$I$51*K794)","v":336},46,null,null,null,null,null,null,null,null,null,null,null,null,null,null,null,null,null,null,null,null,null,133080.0336,133,"X",80,"DLH",16,"80DLH16",400,600,224,{"$f":"MIN(AP794,360/'Roof Bay Analysis'!$I$51*AR794)","v":336},46]
[133088.0428,133088.06419999999,133,"X",88,"DLH",16,"88DLH16",428,642,272,{"$f":"MIN(I799,360/'Roof Bay Analysis'!$I$51*K799)","v":408},46,null,null,null,null,null,null,null,null,null,null,null,null,null,null,null,null,null,null,null,null,null,133088.04079999999,133,"X",88,"DLH",16,"88DLH16",428,642,272,{"$f":"MIN(AP799,360/'Roof Bay Analysis'!$I$51*AR799)","v":408},46]
[133096.0583,133096.08744999999,133,"X",96,"DLH",18,"96DLH18",583,874.5,413,{"$f":"MIN(I806,360/'Roof Bay Analysis'!$I$51*K806)","v":583},58,null,null,null,null,null,null,null,null,null,null,null,null,null,null,null,null,null,null,null,null,null,133096.0583,133,"X",96,"DLH",18,"96DLH18",583,874.5,413,{"$f":"MIN(AP806,360/'Roof Bay Analysis'!$I$51*AR806)","v":583},58]
[133096.09820000001,133096.14730000001,133,"X",96,"DLH",21,"96DLH21",982,1473,652,{"$f":"MIN(I809,360/'Roof Bay Analysis'!$I$51*K809)","v":978},90,null,null,null,null,null,null,null,null,null,null,null,null,null,null,null,null,null,null,null,null,null,133096.09779999999,133,"X",96,"DLH",21,"96DLH21",982,1473,652,{"$f":"MIN(AP809,360/'Roof Bay Analysis'!$I$51*AR809)","v":978},90]
[134068.03649999999,134068.05475000001,134,"X",68,"DLH",16,"68DLH16",365,547.5,182,{"$f":"MIN(I814,360/'Roof Bay Analysis'!$I$51*K814)","v":273},49,null,null,null,null,null,null,null,null,null,null,null,null,null,null,null,null,null,null,null,null,null,134068.02729999999,134,"X",68,"DLH",16,"68DLH16",365,547.5,182,{"$f":"MIN(AP814,360/'Roof Bay Analysis'!$I$51*AR814)","v":273},49]
[134072.03260000001,134072.04889999999,134,"X",72,"DLH",15,"72DLH15",326,489,174,{"$f":"MIN(I819,360/'Roof Bay Analysis'!$I$51*K819)","v":261},44,null,null,null,null,null,null,null,null,null,null,null,null,null,null,null,null,null,null,null,null,null,134072.02609999999,134,"X",72,"DLH",15,"72DLH15",326,489,174,{"$f":"MIN(AP819,360/'Roof Bay Analysis'!$I$51*AR819)","v":261},44]
[134080.03210000001,134080.04814999999,134,"X",80,"DLH",15,"80DLH15",321,481.5,179,{"$f":"MIN(I824,360/'Roof Bay Analysis'!$I$51*K824)","v":268.5},40,null,null,null,null,null,null,null,null,null,null,null,null,null,null,null,null,null,null,null,null,null,134080.02684999999,134,"X",80,"DLH",15,"80DLH15",321,481.5,179,{"$f":"MIN(AP824,360/'Roof Bay Analysis'!$I$51*AR824)","v":268.5},40]
[134080.0674,134080.1011,134,"X",80,"DLH",20,"80DLH20",674,1011,360,{"$f":"MIN(I829,360/'Roof Bay Analysis'!$I$51*K829)","v":540},75,null,null,null,null,null,null,null,null,null,null,null,null,null,null,null,null,null,null,null,null,null,134080.054,134,"X",80,"DLH",20,"80DLH20",674,1011,360,{"$f":"MIN(AP829,360/'Roof Bay Analysis'!$I$51*AR829)","v":540},75]
[134088.0527,134088.07905,134,"X",88,"DLH",18,"88DLH18",527,790.5,323,{"$f":"MIN(I832,360/'Roof Bay Analysis'!$I$51*K832)","v":484.5},58,null,null,null,null,null,null,null,null,null,null,null,null,null,null,null,null,null,null,null,null,null,134088.04845,134,"X",88,"DLH",18,"88DLH18",527,790.5,323,{"$f":"MIN(AP832,360/'Roof Bay Analysis'!$I$51*AR832)","v":484.5},58]
[134096.0754,134096.11309999999,134,"X",96,"DLH",20,"96DLH20",754,1131,496,{"$f":"MIN(I839,360/'Roof Bay Analysis'!$I$51*K839)","v":744},74,null,null,null,null,null,null,null,null,null,null,null,null,null,null,null,null,null,null,null,null,null,134096.07440000001,134,"X",96,"DLH",20,"96DLH20",754,1131,496,{"$f":"MIN(AP839,360/'Roof Bay Analysis'!$I$51*AR839)","v":744},74]
[135068.03030000001,135068.04545000001,135,"X",68,"DLH",15,"68DLH15",303,454.5,152,{"$f":"MIN(I844,360/'Roof Bay Analysis'!$I$51*K844)","v":228},44,null,null,null,null,null,null,null,null,null,null,null,null,null,null,null,null,null,null,null,null,null,135068.02280000001,135,"X",68,"DLH",15,"68DLH15",303,454.5,152,{"$f":"MIN(AP844,360/'Roof Bay Analysis'!$I$51*AR844)","v":228},44]
[135072.0281,135072.04214999999,135,"X",72,"DLH",14,"72DLH14",281,421.5,152,{"$f":"MIN(I849,360/'Roof Bay Analysis'!$I$51*K849)","v":228},41,null,null,null,null,null,null,null,null,null,null,null,null,null,null,null,null,null,null,null,null,null,135072.02280000001,135,"X",72,"DLH",14,"72DLH14",281,421.5,152,{"$f":"MIN(AP849,360/'Roof Bay Analysis'!$I$51*AR849)","v":228},41]
[135072.05729999999,135072.08595000001,135,"X",72,"DLH",19,"72DLH19",573,859.5,293,{"$f":"MIN(I854,360/'Roof Bay Analysis'!$I$51*K854)","v":439.5},70,null,null,null,null,null,null,null,null,null,null,null,null,null,null,null,null,null,null,null,null,null,135072.04394999999,135,"X",72,"DLH",19,"72DLH19",573,859.5,293,{"$f":"MIN(AP854,360/'Roof Bay Analysis'!$I$51*AR854)","v":439.5},70]
[135080.03210000001,135080.04814999999,135,"X",80,"DLH",15,"80DLH15",321,481.5,179,{"$f":"MIN(I855,360/'Roof Bay Analysis'!$I$51*K855)","v":268.5},40,null,null,null,null,null,null,null,null,null,null,null,null,null,null,null,null,null,null,null,null,null,135080.02684999999,135,"X",80,"DLH",15,"80DLH15",321,481.5,179,{"$f":"MIN(AP855,360/'Roof Bay Analysis'!$I$51*AR855)","v":268.5},40]
[135088.04579999999,135088.0687,135,"X",88,"DLH",17,"88DLH17",458,687,284,{"$f":"MIN(I862,360/'Roof Bay Analysis'!$I$51*K862)","v":426},51,null,null,null,null,null,null,null,null,null,null,null,null,null,null,null,null,null,null,null,null,null,135088.04259999999,135,"X",88,"DLH",17,"88DLH17",458,687,284,{"$f":"MIN(AP862,360/'Roof Bay Analysis'!$I$51*AR862)","v":426},51]
[135088.06080000001,135088.0912,135,"X",88,"DLH",19,"88DLH19",608,912,367,{"$f":"MIN(I864,360/'Roof Bay Analysis'!$I$51*K864)","v":550.5},65,null,null,null,null,null,null,null,null,null,null,null,null,null,null,null,null,null,null,null,null,null,135088.05505,135,"X",88,"DLH",19,"88DLH19",608,912,367,{"$f":"MIN(AP864,360/'Roof Bay Analysis'!$I$51*AR864)","v":550.5},65]
[135096.0754,135096.11309999999,135,"X",96,"DLH",20,"96DLH20",754,1131,496,{"$f":"MIN(I870,360/'Roof Bay Analysis'!$I$51*K870)","v":744},74,null,null,null,null,null,null,null,null,null,null,null,null,null,null,null,null,null,null,null,null,null,135096.07440000001,135,"X",96,"DLH",20,"96DLH20",754,1131,496,{"$f":"MIN(AP870,360/'Roof Bay Analysis'!$I$51*AR870)","v":744},74]
[136068.02989999999,136068.04485000001,136,"X",68,"DLH",15,"68DLH15",299,448.5,148,{"$f":"MIN(I875,360/'Roof Bay Analysis'!$I$51*K875)","v":222},44,null,null,null,null,null,null,null,null,null,null,null,null,null,null,null,null,null,null,null,null,null,136068.02220000001,136,"X",68,"DLH",15,"68DLH15",299,448.5,148,{"$f":"MIN(AP875,360/'Roof Bay Analysis'!$I$51*AR875)","v":222},44]
[136068.05319999999,136068.07980000001,136,"X",68,"DLH",19,"68DLH19",532,798,254,{"$f":"MIN(I879,360/'Roof Bay Analysis'!$I$51*K879)","v":381},67,null,null,null,null,null,null,null,null,null,null,null,null,null,null,null,null,null,null,null,null,null,136068.03810000001,136,"X",68,"DLH",19,"68DLH19",532,798,254,{"$f":"MIN(AP879,360/'Roof Bay Analysis'!$I$51*AR879)","v":381},67]
[136072.05650000001,136072.08475000001,136,"X",72,"DLH",19,"72DLH19",565,847.5,286,{"$f":"MIN(I885,360/'Roof Bay Analysis'!$I$51*K885)","v":429},70,null,null,null,null,null,null,null,null,null,null,null,null,null,null,null,null,null,null,null,null,null,136072.0429,136,"X",72,"DLH",19,"72DLH19",565,847.5,286,{"$f":"MIN(AP885,360/'Roof Bay Analysis'!$I$51*AR885)","v":429},70]
[136080.04459999999,136080.06690000001,136,"X",80,"DLH",17,"80DLH17",446,669,252,{"$f":"MIN(I888,360/'Roof Bay Analysis'!$I$51*K888)","v":378},53,null,null,null,null,null,null,null,null,null,null,null,null,null,null,null,null,null,null,null,null,null,136080.03779999999,136,"X",80,"DLH",17,"80DLH17",446,669,252,{"$f":"MIN(AP888,360/'Roof Bay Analysis'!$I$51*AR888)","v":378},53]
[136088.06080000001,136088.0912,136,"X",88,"DLH",19,"88DLH19",608,912,367,{"$f":"MIN(I895,360/'Roof Bay Analysis'!$I$51*K895)","v":550.5},65,null,null,null,null,null,null,null,null,null,null,null,null,null,null,null,null,null,null,null,null,null,136088.05505,136,"X",88,"DLH",19,"88DLH19",608,912,367,{"$f":"MIN(AP895,360/'Roof Bay Analysis'!$I$51*AR895)","v":550.5},65]
[{"$f":"C900*1000+E900+I900/10000","v":136096.0667},{"$f":"C900*1000+E900+J900/10000","v":136096.10005000001},136,"X",96,"DLH",19,"96DLH19",667,{"$f":"1.5*I900","v":1000.5},438,{"$f":"MIN(I900,360/'Roof Bay Analysis'!$I$51*K900)","v":657},66,null,null,null,null,null,null,null,null,null,null,null,null,null,null,null,null,null,null,null,null,null,{"$f":"AJ900*1000+AL900+AS900/10000","v":136096.06570000001},136,"X",96,"DLH",19,"96DLH19",667,{"$f":"1.5*AP900","v":1000.5},438,{"$f":"MIN(AP900,360/'Roof Bay Analysis'!$I$51*AR900)","v":657},66]
[137068.02660000001,137068.0399,137,"X",68,"DLH",14,"68DLH14",266,399,130,{"$f":"MIN(I905,360/'Roof Bay Analysis'!$I$51*K905)","v":195},40,null,null,null,null,null,null,null,null,null,null,null,null,null,null,null,null,null,null,null,null,null,137068.01949999999,137,"X",68,"DLH",14,"68DLH14",266,399,130,{"$f":"MIN(AP905,360/'Roof Bay Analysis'!$I$51*AR905)","v":195},40]
[137068.05249999999,137068.07874999999,137,"X",68,"DLH",19,"68DLH19",525,787.5,248,{"$f":"MIN(I910,360/'Roof Bay Analysis'!$I$51*K910)","v":372},67,null,null,null,null,null,null,null,null,null,null,null,null,null,null,null,null,null,null,null,null,null,137068.03719999999,137,"X",68,"DLH",19,"68DLH19",525,787.5,248,{"$f":"MIN(AP910,360/'Roof Bay Analysis'!$I$51*AR910)","v":372},67]
[137072.04790000001,137072.07185000001,137,"X",72,"DLH",18,"72DLH18",479,718.5,247,{"$f":"MIN(I915,360/'Roof Bay Analysis'!$I$51*K915)","v":370.5},59,null,null,null,null,null,null,null,null,null,null,null,null,null,null,null,null,null,null,null,null,null,137072.03705000001,137,"X",72,"DLH",18,"72DLH18",479,718.5,247,{"$f":"MIN(AP915,360/'Roof Bay Analysis'!$I$51*AR915)","v":370.5},59]
[137080.03659999999,137080.05489999999,137,"X",80,"DLH",16,"80DLH16",366,549,196,{"$f":"MIN(I918,360/'Roof Bay Analysis'!$I$51*K918)","v":294},46,null,null,null,null,null,null,null,null,null,null,null,null,null,null,null,null,null,null,null,null,null,137080.0294,137,"X",80,"DLH",16,"80DLH16",366,549,196,{"$f":"MIN(AP918,360/'Roof Bay Analysis'!$I$51*AR918)","v":294},46]
[137080.04819999999,137080.0723,137,"X",80,"DLH",18,"80DLH18",482,723,270,{"$f":"MIN(I920,360/'Roof Bay Analysis'!$I$51*K920)","v":405},60,null,null,null,null,null,null,null,null,null,null,null,null,null,null,null,null,null,null,null,null,null,137080.0405,137,"X",80,"DLH",18,"80DLH18",482,723,270,{"$f":"MIN(AP920,360/'Roof Bay Analysis'!$I$51*AR920)","v":405},60]
[137088.05040000001,137088.07560000001,137,"X",88,"DLH",18,"88DLH18",504,756,303,{"$f":"MIN(I925,360/'Roof Bay Analysis'!$I$51*K925)","v":454.5},58,null,null,null,null,null,null,null,null,null,null,null,null,null,null,null,null,null,null,null,null,null,137088.04545000001,137,"X",88,"DLH",18,"88DLH18",504,756,303,{"$f":"MIN(AP925,360/'Roof Bay Analysis'!$I$51*AR925)","v":454.5},58]
[137096.0638,137096.09570000001,137,"X",96,"DLH",19,"96DLH19",638,957,410,{"$f":"MIN(I931,360/'Roof Bay Analysis'!$I$51*K931)","v":615},66,null,null,null,null,null,null,null,null,null,null,null,null,null,null,null,null,null,null,null,null,null,137096.06150000001,137,"X",96,"DLH",19,"96DLH19",638,957,410,{"$f":"MIN(AP931,360/'Roof Bay Analysis'!$I$51*AR931)","v":615},66]
[138072.027,138072.0405,138,"X",72,"DLH",14,"72DLH14",270,405,143,{"$f":"MIN(I935,360/'Roof Bay Analysis'!$I$51*K935)","v":214.5},41,null,null,null,null,null,null,null,null,null,null,null,null,null,null,null,null,null,null,null,null,null,138072.02145,138,"X",72,"DLH",14,"72DLH14",270,405,143,{"$f":"MIN(AP935,360/'Roof Bay Analysis'!$I$51*AR935)","v":214.5},41]
[138072.05489999999,138072.08235000001,138,"X",72,"DLH",19,"72DLH19",549,823.5,274,{"$f":"MIN(I940,360/'Roof Bay Analysis'!$I$51*K940)","v":411},70,null,null,null,null,null,null,null,null,null,null,null,null,null,null,null,null,null,null,null,null,null,138072.0411,138,"X",72,"DLH",19,"72DLH19",549,823.5,274,{"$f":"MIN(AP940,360/'Roof Bay Analysis'!$I$51*AR940)","v":411},70]
[138080.04819999999,138080.0723,138,"X",80,"DLH",18,"80DLH18",482,723,270,{"$f":"MIN(I944,360/'Roof Bay Analysis'!$I$51*K944)","v":405},60,null,null,null,null,null,null,null,null,null,null,null,null,null,null,null,null,null,null,null,null,null,138080.0405,138,"X",80,"DLH",18,"80DLH18",482,723,270,{"$f":"MIN(AP944,360/'Roof Bay Analysis'!$I$51*AR944)","v":405},60]
[138088.0582,138088.08730000001,138,"X",88,"DLH",19,"88DLH19",582,873,343,{"$f":"MIN(I950,360/'Roof Bay Analysis'!$I$51*K950)","v":514.5},65,null,null,null,null,null,null,null,null,null,null,null,null,null,null,null,null,null,null,null,null,null,138088.05145,138,"X",88,"DLH",19,"88DLH19",582,873,343,{"$f":"MIN(AP950,360/'Roof Bay Analysis'!$I$51*AR950)","v":514.5},65]
[138096.0722,138096.10829999999,138,"X",96,"DLH",20,"96DLH20",722,1083,465,{"$f":"MIN(I956,360/'Roof Bay Analysis'!$I$51*K956)","v":697.5},74,null,null,null,null,null,null,null,null,null,null,null,null,null,null,null,null,null,null,null,null,null,138096.06975,138,"X",96,"DLH",20,"96DLH20",722,1083,465,{"$f":"MIN(AP956,360/'Roof Bay Analysis'!$I$51*AR956)","v":697.5},74]
[139072.03529999999,139072.05295000001,139,"X",72,"DLH",16,"72DLH16",353,529.5,183,{"$f":"MIN(I961,360/'Roof Bay Analysis'!$I$51*K961)","v":274.5},50,null,null,null,null,null,null,null,null,null,null,null,null,null,null,null,null,null,null,null,null,null,139072.02744999999,139,"X",72,"DLH",16,"72DLH16",353,529.5,183,{"$f":"MIN(AP961,360/'Roof Bay Analysis'!$I$51*AR961)","v":274.5},50]
[139080.0307,139080.04605,139,"X",{"$f":"VALUE(LEFT(H965,2))","v":80},{"$f":"MID(H965,3,LEN(H965)-4)","v":"DLH"},{"$f":"VALUE(RIGHT(H965,2))","v":15},"80DLH15",307,460.5,167,{"$f":"MIN(I965,360/'Roof Bay Analysis'!$I$51*K965)","v":250.5},40,null,null,null,null,null,null,null,null,null,null,null,null,null,null,null,null,null,null,null,null,null,139080.02505,139,"X",{"$f":"VALUE(LEFT(AO965,2))","v":80},{"$f":"MID(AO965,3,LEN(AO965)-4)","v":"DLH"},{"$f":"VALUE(RIGHT(AO965,2))","v":15},"80DLH15",307,460.5,167,{"$f":"MIN(AP965,360/'Roof Bay Analysis'!$I$51*AR965)","v":250.5},40]
[139088.03940000001,139088.05910000001,139,"X",88,"DLH",16,"88DLH16",394,591,238,{"$f":"MIN(I971,360/'Roof Bay Analysis'!$I$51*K971)","v":357},46,null,null,null,null,null,null,null,null,null,null,null,null,null,null,null,null,null,null,null,null,null,139088.03570000001,139,"X",88,"DLH",16,"88DLH16",394,591,238,{"$f":"MIN(AP971,360/'Roof Bay Analysis'!$I$51*AR971)","v":357},46]
[139088.0582,139088.08730000001,139,"X",88,"DLH",19,"88DLH19",582,873,343,{"$f":"MIN(I974,360/'Roof Bay Analysis'!$I$51*K974)","v":514.5},65,null,null,null,null,null,null,null,null,null,null,null,null,null,null,null,null,null,null,null,null,null,139088.05145,139,"X",88,"DLH",19,"88DLH19",582,873,343,{"$f":"MIN(AP974,360/'Roof Bay Analysis'!$I$51*AR974)","v":514.5},65]
[139096.0722,139096.10829999999,139,"X",96,"DLH",20,"96DLH20",722,1083,465,{"$f":"MIN(I980,360/'Roof Bay Analysis'!$I$51*K980)","v":697.5},74,null,null,null,null,null,null,null,null,null,null,null,null,null,null,null,null,null,null,null,null,null,139096.06975,139,"X",96,"DLH",20,"96DLH20",722,1083,465,{"$f":"MIN(AP980,360/'Roof Bay Analysis'!$I$51*AR980)","v":697.5},74]
[139096.09,139096.13500000001,139,"X",96,"DLH",21,"96DLH21",900,1350,571,{"$f":"MIN(I981,360/'Roof Bay Analysis'!$I$51*K981)","v":856.5},90,null,null,null,null,null,null,null,null,null,null,null,null,null,null,null,null,null,null,null,null,null,139096.08564999999,139,"X",96,"DLH",21,"96DLH21",900,1350,571,{"$f":"MIN(AP981,360/'Roof Bay Analysis'!$I$51*AR981)","v":856.5},90]
[139104.10709999999,139104.16065000001,139,"X",104,"DLH",22,"104DLH22",1071,1606.5,783,{"$f":"MIN(I987,360/'Roof Bay Analysis'!$I$51*K987)","v":1071},104,null,null,null,null,null,null,null,null,null,null,null,null,null,null,null,null,null,null,null,null,null,139104.10709999999,139,"X",104,"DLH",22,"104DLH22",1071,1606.5,783,{"$f":"MIN(AP987,360/'Roof Bay Analysis'!$I$51*AR987)","v":1071},104]
[140072.03479999999,140072.05220000001,140,"X",72,"DLH",16,"72DLH16",348,522,179,{"$f":"MIN(I991,360/'Roof Bay Analysis'!$I$51*K991)","v":268.5},50,null,null,null,null,null,null,null,null,null,null,null,null,null,null,null,null,null,null,null,null,null,140072.02684999999,140,"X",72,"DLH",16,"72DLH16",348,522,179,{"$f":"MIN(AP991,360/'Roof Bay Analysis'!$I$51*AR991)","v":268.5},50]
[140080.035,140080.05249999999,140,"X",80,"DLH",16,"80DLH16",350,525,184,{"$f":"MIN(I996,360/'Roof Bay Analysis'!$I$51*K996)","v":276},46,null,null,null,null,null,null,null,null,null,null,null,null,null,null,null,null,null,null,null,null,null,140080.0276,140,"X",80,"DLH",16,"80DLH16",350,525,184,{"$f":"MIN(AP996,360/'Roof Bay Analysis'!$I$51*AR996)","v":276},46]
[140080.0618,140080.09270000001,140,"X",80,"DLH",20,"80DLH20",618,927,316,{"$f":"MIN(I1000,360/'Roof Bay Analysis'!$I$51*K1000)","v":474},75,null,null,null,null,null,null,null,null,null,null,null,null,null,null,null,null,null,null,null,null,null,140080.04740000001,140,"X",80,"DLH",20,"80DLH20",618,927,316,{"$f":"MIN(AP1000,360/'Roof Bay Analysis'!$I$51*AR1000)","v":474},75]
[140088.07939999999,140088.11910000001,140,"X",88,"DLH",21,"88DLH21",794,1191,447,{"$f":"MIN(I1006,360/'Roof Bay Analysis'!$I$51*K1006)","v":670.5},89,null,null,null,null,null,null,null,null,null,null,null,null,null,null,null,null,null,null,null,null,null,140088.06705000001,140,"X",88,"DLH",21,"88DLH21",794,1191,447,{"$f":"MIN(AP1006,360/'Roof Bay Analysis'!$I$51*AR1006)","v":670.5},89]
[140096.0864,140096.12959999999,140,"X",96,"DLH",21,"96DLH21",864,1296,535,{"$f":"MIN(I1011,360/'Roof Bay Analysis'!$I$51*K1011)","v":802.5},90,null,null,null,null,null,null,null,null,null,null,null,null,null,null,null,null,null,null,null,null,null,140096.08025,140,"X",96,"DLH",21,"96DLH21",864,1296,535,{"$f":"MIN(AP1011,360/'Roof Bay Analysis'!$I$51*AR1011)","v":802.5},90]
[140104.10339999999,140104.1551,140,"X",104,"DLH",22,"104DLH22",1034,1551,734,{"$f":"MIN(I1017,360/'Roof Bay Analysis'!$I$51*K1017)","v":1034},104,null,null,null,null,null,null,null,null,null,null,null,null,null,null,null,null,null,null,null,null,null,140104.10339999999,140,"X",104,"DLH",22,"104DLH22",1034,1551,734,{"$f":"MIN(AP1017,360/'Roof Bay Analysis'!$I$51*AR1017)","v":1034},104]
[141072.0343,141072.05145,141,"X",72,"DLH",16,"72DLH16",343,514.5,175,{"$f":"MIN(I1021,360/'Roof Bay Analysis'!$I$51*K1021)","v":262.5},50,null,null,null,null,null,null,null,null,null,null,null,null,null,null,null,null,null,null,null,null,null,141072.02625,141,"X",72,"DLH",16,"72DLH16",343,514.5,175,{"$f":"MIN(AP1021,360/'Roof Bay Analysis'!$I$51*AR1021)","v":262.5},50]
[141080.035,141080.05249999999,141,"X",80,"DLH",16,"80DLH16",350,525,184,{"$f":"MIN(I1026,360/'Roof Bay Analysis'!$I$51*K1026)","v":276},46,null,null,null,null,null,null,null,null,null,null,null,null,null,null,null,null,null,null,null,null,null,141080.0276,141,"X",80,"DLH",16,"80DLH16",350,525,184,{"$f":"MIN(AP1026,360/'Roof Bay Analysis'!$I$51*AR1026)","v":276},46]
[141080.0618,141080.09270000001,141,"X",80,"DLH",20,"80DLH20",618,927,316,{"$f":"MIN(I1030,360/'Roof Bay Analysis'!$I$51*K1030)","v":474},75,null,null,null,null,null,null,null,null,null,null,null,null,null,null,null,null,null,null,null,null,null,141080.04740000001,141,"X",80,"DLH",20,"80DLH20",618,927,316,{"$f":"MIN(AP1030,360/'Roof Bay Analysis'!$I$51*AR1030)","v":474},75]
[141088.07939999999,141088.11910000001,141,"X",88,"DLH",21,"88DLH21",794,1191,447,{"$f":"MIN(I1036,360/'Roof Bay Analysis'!$I$51*K1036)","v":670.5},89,null,null,null,null,null,null,null,null,null,null,null,null,null,null,null,null,null,null,null,null,null,141088.06705000001,141,"X",88,"DLH",21,"88DLH21",794,1191,447,{"$f":"MIN(AP1036,360/'Roof Bay Analysis'!$I$51*AR1036)","v":670.5},89]
[141096.0864,141096.12959999999,141,"X",96,"DLH",21,"96DLH21",864,1296,535,{"$f":"MIN(I1041,360/'Roof Bay Analysis'!$I$51*K1041)","v":802.5},90,null,null,null,null,null,null,null,null,null,null,null,null,null,null,null,null,null,null,null,null,null,141096.08025,141,"X",96,"DLH",21,"96DLH21",864,1296,535,{"$f":"MIN(AP1041,360/'Roof Bay Analysis'!$I$51*AR1041)","v":802.5},90]
[141104.05319999999,141104.07980000001,141,"X",{"$f":"VALUE(LEFT(H1043,3))","v":104},{"$f":"MID(H1043,4,LEN(H1043)-5)","v":"DLH"},18,"104DLH18",532,798,400,{"$f":"MIN(I1043,360/'Roof Bay Analysis'!$I$51*K1043)","v":532},59,null,null,null,null,null,null,null,null,null,null,null,null,null,null,null,null,null,null,null,null,null,141104.05319999999,141,"X",{"$f":"VALUE(LEFT(AO1043,3))","v":104},{"$f":"MID(AO1043,4,LEN(AO1043)-5)","v":"DLH"},18,"104DLH18",532,798,400,{"$f":"MIN(AP1043,360/'Roof Bay Analysis'!$I$51*AR1043)","v":532},59]
[141104.09169999999,141104.13755000001,141,"X",104,"DLH",21,"104DLH21",917,1375.5,632,{"$f":"MIN(I1046,360/'Roof Bay Analysis'!$I$51*K1046)","v":917},90,null,null,null,null,null,null,null,null,null,null,null,null,null,null,null,null,null,null,null,null,null,141104.09169999999,141,"X",104,"DLH",21,"104DLH21",917,1375.5,632,{"$f":"MIN(AP1046,360/'Roof Bay Analysis'!$I$51*AR1046)","v":917},90]
[142072.03810000001,142072.05715000001,142,"X",72,"DLH",17,"72DLH17",381,571.5,196,{"$f":"MIN(I1052,360/'Roof Bay Analysis'!$I$51*K1052)","v":294},56,null,null,null,null,null,null,null,null,null,null,null,null,null,null,null,null,null,null,null,null,null,142072.0294,142,"X",72,"DLH",17,"72DLH17",381,571.5,196,{"$f":"MIN(AP1052,360/'Roof Bay Analysis'!$I$51*AR1052)","v":294},56]
[142080.035,142080.05249999999,142,"X",80,"DLH",16,"80DLH16",350,525,184,{"$f":"MIN(I1056,360/'Roof Bay Analysis'!$I$51*K1056)","v":276},46,null,null,null,null,null,null,null,null,null,null,null,null,null,null,null,null,null,null,null,null,null,142080.0276,142,"X",80,"DLH",16,"80DLH16",350,525,184,{"$f":"MIN(AP1056,360/'Roof Bay Analysis'!$I$51*AR1056)","v":276},46]
[142088.03779999999,142088.05669999999,142,"X",88,"DLH",16,"88DLH16",378,567,223,{"$f":"MIN(I1061,360/'Roof Bay Analysis'!$I$51*K1061)","v":334.5},46,null,null,null,null,null,null,null,null,null,null,null,null,null,null,null,null,null,null,null,null,null,142088.03344999999,142,"X",88,"DLH",16,"88DLH16",378,567,223,{"$f":"MIN(AP1061,360/'Roof Bay Analysis'!$I$51*AR1061)","v":334.5},46]
[142096.04560000001,142096.06839999999,142,"X",96,"DLH",17,"96DLH17",456,684,298,{"$f":"MIN(I1067,360/'Roof Bay Analysis'!$I$51*K1067)","v":447},52,null,null,null,null,null,null,null,null,null,null,null,null,null,null,null,null,null,null,null,null,null,142096.0447,142,"X",96,"DLH",17,"96DLH17",456,684,298,{"$f":"MIN(AP1067,360/'Roof Bay Analysis'!$I$51*AR1067)","v":447},52]
[142104.05319999999,142104.07980000001,142,"X",{"$f":"VALUE(LEFT(H1073,3))","v":104},{"$f":"MID(H1073,4,LEN(H1073)-5)","v":"DLH"},18,"104DLH18",532,798,400,{"$f":"MIN(I1073,360/'Roof Bay Analysis'!$I$51*K1073)","v":532},59,null,null,null,null,null,null,null,null,null,null,null,null,null,null,null,null,null,null,null,null,null,142104.05319999999,142,"X",{"$f":"VALUE(LEFT(AO1073,3))","v":104},{"$f":"MID(AO1073,4,LEN(AO1073)-5)","v":"DLH"},18,"104DLH18",532,798,400,{"$f":"MIN(AP1073,360/'Roof Bay Analysis'!$I$51*AR1073)","v":532},59]
[142104.09169999999,142104.13755000001,142,"X",104,"DLH",21,"104DLH21",917,1375.5,632,{"$f":"MIN(I1076,360/'Roof Bay Analysis'!$I$51*K1076)","v":917},90,null,null,null,null,null,null,null,null,null,null,null,null,null,null,null,null,null,null,null,null,null,142104.09169999999,142,"X",104,"DLH",21,"104DLH21",917,1375.5,632,{"$f":"MIN(AP1076,360/'Roof Bay Analysis'!$I$51*AR1076)","v":917},90]
[143072.03760000001,143072.0564,143,"X",72,"DLH",17,"72DLH17",376,564,191,{"$f":"MIN(I1082,360/'Roof Bay Analysis'!$I$51*K1082)","v":286.5},56,null,null,null,null,null,null,null,null,null,null,null,null,null,null,null,null,null,null,null,null,null,143072.02864999999,143,"X",72,"DLH",17,"72DLH17",376,564,191,{"$f":"MIN(AP1082,360/'Roof Bay Analysis'!$I$51*AR1082)","v":286.5},56]
[143080.0336,143080.05040000001,143,"X",80,"DLH",16,"80DLH16",336,504,172,{"$f":"MIN(I1086,360/'Roof Bay Analysis'!$I$51*K1086)","v":258},46,null,null,null,null,null,null,null,null,null,null,null,null,null,null,null,null,null,null,null,null,null,143080.0258,143,"X",80,"DLH",16,"80DLH16",336,504,172,{"$f":"MIN(AP1086,360/'Roof Bay Analysis'!$I$51*AR1086)","v":258},46]
[{"$f":"C1092*1000+E1092+I1092/10000","v":143088.04029999999},{"$f":"C1092*1000+E1092+J1092/10000","v":143088.06044999999},143,"X",88,"DLH",17,"88DLH17",403,{"$f":"1.5*I1092","v":604.5},234,{"$f":"MIN(I1092,360/'Roof Bay Analysis'!$I$51*K1092)","v":351},51,null,null,null,null,null,null,null,null,null,null,null,null,null,null,null,null,null,null,null,null,null,{"$f":"AJ1092*1000+AL1092+AS1092/10000","v":143088.03510000001},143,"X",88,"DLH",17,"88DLH17",403,{"$f":"1.5*AP1092","v":604.5},234,{"$f":"MIN(AP1092,360/'Roof Bay Analysis'!$I$51*AR1092)","v":351},51]
[143088.04629999999,143088.06945000001,143,"X",88,"DLH",{"$f":"VALUE(RIGHT(H1093,2))","v":18},"88DLH18",463,694.5,267,{"$f":"MIN(I1093,360/'Roof Bay Analysis'!$I$51*K1093)","v":400.5},58,null,null,null,null,null,null,null,null,null,null,null,null,null,null,null,null,null,null,null,null,null,143088.04005000001,143,"X",88,"DLH",{"$f":"VALUE(RIGHT(AO1093,2))","v":18},"88DLH18",463,694.5,267,{"$f":"MIN(AP1093,360/'Roof Bay Analysis'!$I$51*AR1093)","v":400.5},58]
[143096.08290000001,143096.12435,143,"X",96,"DLH",21,"96DLH21",829,1243.5,503,{"$f":"MIN(I1101,360/'Roof Bay Analysis'!$I$51*K1101)","v":754.5},90,null,null,null,null,null,null,null,null,null,null,null,null,null,null,null,null,null,null,null,null,null,143096.07545,143,"X",96,"DLH",21,"96DLH21",829,1243.5,503,{"$f":"MIN(AP1101,360/'Roof Bay Analysis'!$I$51*AR1101)","v":754.5},90]
[143096.09570000001,143096.14355000001,143,"X",96,"DLH",22,"96DLH22",957,1435.5,584,{"$f":"MIN(I1102,360/'Roof Bay Analysis'!$I$51*K1102)","v":876},102,null,null,null,null,null,null,null,null,null,null,null,null,null,null,null,null,null,null,null,null,null,143096.0876,143,"X",96,"DLH",22,"96DLH22",957,1435.5,584,{"$f":"MIN(AP1102,360/'Roof Bay Analysis'!$I$51*AR1102)","v":876},102]
[144072.0282,144072.0423,144,"X",72,"DLH",15,"72DLH15",282,423,140,{"$f":"MIN(I1110,360/'Roof Bay Analysis'!$I$51*K1110)","v":210},44,null,null,null,null,null,null,null,null,null,null,null,null,null,null,null,null,null,null,null,null,null,144072.02100000001,144,"X",72,"DLH",15,"72DLH15",282,423,140,{"$f":"MIN(AP1110,360/'Roof Bay Analysis'!$I$51*AR1110)","v":210},44]
[144072.03709999999,144072.05564999999,144,"X",72,"DLH",17,"72DLH17",371,556.5,188,{"$f":"MIN(I1112,360/'Roof Bay Analysis'!$I$51*K1112)","v":282},56,null,null,null,null,null,null,null,null,null,null,null,null,null,null,null,null,null,null,null,null,null,144072.0282,144,"X",72,"DLH",17,"72DLH17",371,556.5,188,{"$f":"MIN(AP1112,360/'Roof Bay Analysis'!$I$51*AR1112)","v":282},56]
[144080.0393,144080.05895000001,144,"X",80,"DLH",17,"80DLH17",393,589.5,207,{"$f":"MIN(I1117,360/'Roof Bay Analysis'!$I$51*K1117)","v":310.5},53,null,null,null,null,null,null,null,null,null,null,null,null,null,null,null,null,null,null,null,null,null,144080.03104999999,144,"X",80,"DLH",17,"80DLH17",393,589.5,207,{"$f":"MIN(AP1117,360/'Roof Bay Analysis'!$I$51*AR1117)","v":310.5},53]
[144088.04629999999,144088.06945000001,144,"X",88,"DLH",18,"88DLH18",463,694.5,267,{"$f":"MIN(I1123,360/'Roof Bay Analysis'!$I$51*K1123)","v":400.5},58,null,null,null,null,null,null,null,null,null,null,null,null,null,null,null,null,null,null,null,null,null,144088.04005000001,144,"X",88,"DLH",18,"88DLH18",463,694.5,267,{"$f":"MIN(AP1123,360/'Roof Bay Analysis'!$I$51*AR1123)","v":400.5},58]
[144096.04380000001,144096.06570000001,144,"X",96,"DLH",17,"96DLH17",438,657,280,{"$f":"MIN(I1127,360/'Roof Bay Analysis'!$I$51*K1127)","v":420},52,null,null,null,null,null,null,null,null,null,null,null,null,null,null,null,null,null,null,null,null,null,144096.04199999999,144,"X",96,"DLH",17,"96DLH17",438,657,280,{"$f":"MIN(AP1127,360/'Roof Bay Analysis'!$I$51*AR1127)","v":420},52]
[144096.09570000001,144096.14355000001,144,"X",96,"DLH",22,"96DLH22",957,1435.5,584,{"$f":"MIN(I1132,360/'Roof Bay Analysis'!$I$51*K1132)","v":876},102,null,null,null,null,null,null,null,null,null,null,null,null,null,null,null,null,null,null,null,null,null,144096.0876,144,"X",96,"DLH",22,"96DLH22",957,1435.5,584,{"$f":"MIN(AP1132,360/'Roof Bay Analysis'!$I$51*AR1132)","v":876},102]
[144104.08809999999,144104.13214999999,144,"X",104,"DLH",21,"104DLH21",881,1321.5,593,{"$f":"MIN(I1136,360/'Roof Bay Analysis'!$I$51*K1136)","v":881},90,null,null,null,null,null,null,null,null,null,null,null,null,null,null,null,null,null,null,null,null,null,144104.08809999999,144,"X",104,"DLH",21,"104DLH21",881,1321.5,593,{"$f":"MIN(AP1136,360/'Roof Bay Analysis'!$I$51*AR1136)","v":881},90]
[145072.03659999999,145072.05489999999,145,"X",72,"DLH",17,"72DLH17",366,549,184,{"$f":"MIN(I1142,360/'Roof Bay Analysis'!$I$51*K1142)","v":276},56,null,null,null,null,null,null,null,null,null,null,null,null,null,null,null,null,null,null,null,null,null,145072.0276,145,"X",72,"DLH",17,"72DLH17",366,549,184,{"$f":"MIN(AP1142,360/'Roof Bay Analysis'!$I$51*AR1142)","v":276},56]
[145080.0393,145080.05895000001,145,"X",80,"DLH",17,"80DLH17",393,589.5,207,{"$f":"MIN(I1147,360/'Roof Bay Analysis'!$I$51*K1147)","v":310.5},53,null,null,null,null,null,null,null,null,null,null,null,null,null,null,null,null,null,null,null,null,null,145080.03104999999,145,"X",80,"DLH",17,"80DLH17",393,589.5,207,{"$f":"MIN(AP1147,360/'Roof Bay Analysis'!$I$51*AR1147)","v":310.5},53]
[145080.05160000001,145080.07740000001,145,"X",80,"DLH",19,"80DLH19",516,774,266,{"$f":"MIN(I1149,360/'Roof Bay Analysis'!$I$51*K1149)","v":399},67,null,null,null,null,null,null,null,null,null,null,null,null,null,null,null,null,null,null,null,null,null,145080.0399,145,"X",80,"DLH",19,"80DLH19",516,774,266,{"$f":"MIN(AP1149,360/'Roof Bay Analysis'!$I$51*AR1149)","v":399},67]
[145096.04380000001,145096.06570000001,145,"X",96,"DLH",{"$f":"VALUE(RIGHT(H1157,2))","v":17},"96DLH17",438,657,280,{"$f":"MIN(I1157,360/'Roof Bay Analysis'!$I$51*K1157)","v":420},52,null,null,null,null,null,null,null,null,null,null,null,null,null,null,null,null,null,null,null,null,null,145096.04199999999,145,"X",96,"DLH",{"$f":"VALUE(RIGHT(AO1157,2))","v":17},"96DLH17",438,657,280,{"$f":"MIN(AP1157,360/'Roof Bay Analysis'!$I$51*AR1157)","v":420},52]
[145096.09570000001,145096.14355000001,145,"X",96,"DLH",22,"96DLH22",957,1435.5,584,{"$f":"MIN(I1162,360/'Roof Bay Analysis'!$I$51*K1162)","v":876},102,null,null,null,null,null,null,null,null,null,null,null,null,null,null,null,null,null,null,null,null,null,145096.0876,145,"X",96,"DLH",22,"96DLH22",957,1435.5,584,{"$f":"MIN(AP1162,360/'Roof Bay Analysis'!$I$51*AR1162)","v":876},102]
[145104.08809999999,145104.13214999999,145,"X",104,"DLH",21,"104DLH21",881,1321.5,593,{"$f":"MIN(I1166,360/'Roof Bay Analysis'!$I$51*K1166)","v":881},90,null,null,null,null,null,null,null,null,null,null,null,null,null,null,null,null,null,null,null,null,null,145104.08809999999,145,"X",104,"DLH",21,"104DLH21",881,1321.5,593,{"$f":"MIN(AP1166,360/'Roof Bay Analysis'!$I$51*AR1166)","v":881},90]
[145104.0999,145104.14984999999,145,"X",104,"DLH",22,"104DLH22",999,1498.5,689,{"$f":"MIN(I1167,360/'Roof Bay Analysis'!$I$51*K1167)","v":999},104,null,null,null,null,null,null,null,null,null,null,null,null,null,null,null,null,null,null,null,null,null,145104.0999,145,"X",104,"DLH",22,"104DLH22",999,1498.5,689,{"$f":"MIN(AP1167,360/'Roof Bay Analysis'!$I$51*AR1167)","v":999},104]
[146080.04949999999,146080.07425000001,146,"X",80,"DLH",19,"80DLH19",495,742.5,250,{"$f":"MIN(I1173,360/'Roof Bay Analysis'!$I$51*K1173)","v":375},67,null,null,null,null,null,null,null,null,null,null,null,null,null,null,null,null,null,null,null,null,null,146080.03750000001,146,"X",80,"DLH",19,"80DLH19",495,742.5,250,{"$f":"MIN(AP1173,360/'Roof Bay Analysis'!$I$51*AR1173)","v":375},67]
[146088.06140000001,146088.09210000001,146,"X",88,"DLH",20,"88DLH20",614,921,340,{"$f":"MIN(I1179,360/'Roof Bay Analysis'!$I$51*K1179)","v":510},76,null,null,null,null,null,null,null,null,null,null,null,null,null,null,null,null,null,null,null,null,null,146088.05100000001,146,"X",88,"DLH",20,"88DLH20",614,921,340,{"$f":"MIN(AP1179,360/'Roof Bay Analysis'!$I$51*AR1179)","v":510},76]
[146096.04749999999,146096.07125000001,146,"X",96,"DLH",18,"96DLH18",475,712.5,300,{"$f":"MIN(I1182,360/'Roof Bay Analysis'!$I$51*K1182)","v":450},58,null,null,null,null,null,null,null,null,null,null,null,null,null,null,null,null,null,null,null,null,null,146096.04500000001,146,"X",96,"DLH",18,"96DLH18",475,712.5,300,{"$f":"MIN(AP1182,360/'Roof Bay Analysis'!$I$51*AR1182)","v":450},58]
[146104.05979999999,146104.08970000001,146,"X",104,"DLH",19,"104DLH19",598,897,401,{"$f":"MIN(I1188,360/'Roof Bay Analysis'!$I$51*K1188)","v":598},67,null,null,null,null,null,null,null,null,null,null,null,null,null,null,null,null,null,null,null,null,null,146104.05979999999,146,"X",104,"DLH",19,"104DLH19",598,897,401,{"$f":"MIN(AP1188,360/'Roof Bay Analysis'!$I$51*AR1188)","v":598},67]
[146104.10519999999,146104.15779999999,146,"X",104,"DLH",23,"104DLH23",1052,1578,678,{"$f":"MIN(I1192,360/'Roof Bay Analysis'!$I$51*K1192)","v":1017},109,null,null,null,null,null,null,null,null,null,null,null,null,null,null,null,null,null,null,null,null,null,146104.1017,146,"X",104,"DLH",23,"104DLH23",1052,1578,678,{"$f":"MIN(AP1192,360/'Roof Bay Analysis'!$I$51*AR1192)","v":1017},109]
[147080.04949999999,147080.07425000001,147,"X",80,"DLH",19,"80DLH19",495,742.5,250,{"$f":"MIN(I1197,360/'Roof Bay Analysis'!$I$51*K1197)","v":375},67,null,null,null,null,null,null,null,null,null,null,null,null,null,null,null,null,null,null,null,null,null,147080.03750000001,147,"X",80,"DLH",19,"80DLH19",495,742.5,250,{"$f":"MIN(AP1197,360/'Roof Bay Analysis'!$I$51*AR1197)","v":375},67]
[147088.06140000001,147088.09210000001,147,"X",88,"DLH",20,"88DLH20",614,921,340,{"$f":"MIN(I1203,360/'Roof Bay Analysis'!$I$51*K1203)","v":510},76,null,null,null,null,null,null,null,null,null,null,null,null,null,null,null,null,null,null,null,null,null,147088.05100000001,147,"X",88,"DLH",20,"88DLH20",614,921,340,{"$f":"MIN(AP1203,360/'Roof Bay Analysis'!$I$51*AR1203)","v":510},76]
[147096.04209999999,147096.06315,147,"X",96,"DLH",17,"96DLH17",421,631.5,263,{"$f":"MIN(I1205,360/'Roof Bay Analysis'!$I$51*K1205)","v":394.5},52,null,null,null,null,null,null,null,null,null,null,null,null,null,null,null,null,null,null,null,null,null,147096.03945000001,147,"X",96,"DLH",17,"96DLH17",421,631.5,263,{"$f":"MIN(AP1205,360/'Roof Bay Analysis'!$I$51*AR1205)","v":394.5},52]
[147104.06880000001,147104.10320000001,147,"X",104,"DLH",20,"104DLH20",688,1032,453,{"$f":"MIN(I1213,360/'Roof Bay Analysis'!$I$51*K1213)","v":679.5},75,null,null,null,null,null,null,null,null,null,null,null,null,null,null,null,null,null,null,null,null,null,147104.06795,147,"X",104,"DLH",20,"104DLH20",688,1032,453,{"$f":"MIN(AP1213,360/'Roof Bay Analysis'!$I$51*AR1213)","v":679.5},75]
[148080.03219999999,148080.04829999999,148,"X",80,"DLH",16,"80DLH16",322,483,162,{"$f":"MIN(I1218,360/'Roof Bay Analysis'!$I$51*K1218)","v":243},46,null,null,null,null,null,null,null,null,null,null,null,null,null,null,null,null,null,null,null,null,null,148080.02429999999,148,"X",80,"DLH",16,"80DLH16",322,483,162,{"$f":"MIN(AP1218,360/'Roof Bay Analysis'!$I$51*AR1218)","v":243},46]
[148080.057,148080.08549999999,148,"X",80,"DLH",20,"80DLH20",570,855,279,{"$f":"MIN(I1222,360/'Roof Bay Analysis'!$I$51*K1222)","v":418.5},75,null,null,null,null,null,null,null,null,null,null,null,null,null,null,null,null,null,null,null,null,null,148080.04185000001,148,"X",80,"DLH",20,"80DLH20",570,855,279,{"$f":"MIN(AP1222,360/'Roof Bay Analysis'!$I$51*AR1222)","v":418.5},75]
[148088.0349,148088.05235000001,148,"X",88,"DLH",16,"88DLH16",349,523.5,197,{"$f":"MIN(I1223,360/'Roof Bay Analysis'!$I$51*K1223)","v":295.5},46,null,null,null,null,null,null,null,null,null,null,null,null,null,null,null,null,null,null,null,null,null,148088.02955000001,148,"X",88,"DLH",16,"88DLH16",349,523.5,197,{"$f":"MIN(AP1223,360/'Roof Bay Analysis'!$I$51*AR1223)","v":295.5},46]
[148088.07310000001,148088.10965,148,"X",88,"DLH",21,"88DLH21",731,1096.5,395,{"$f":"MIN(I1228,360/'Roof Bay Analysis'!$I$51*K1228)","v":592.5},89,null,null,null,null,null,null,null,null,null,null,null,null,null,null,null,null,null,null,null,null,null,148088.05924999999,148,"X",88,"DLH",21,"88DLH21",731,1096.5,395,{"$f":"MIN(AP1228,360/'Roof Bay Analysis'!$I$51*AR1228)","v":592.5},89]
[148104.04889999999,148104.07334999999,148,"X",{"$f":"VALUE(LEFT(H1235,3))","v":104},{"$f":"MID(H1235,4,LEN(H1235)-5)","v":"DLH"},18,"104DLH18",489,733.5,353,{"$f":"MIN(I1235,360/'Roof Bay Analysis'!$I$51*K1235)","v":489},59,null,null,null,null,null,null,null,null,null,null,null,null,null,null,null,null,null,null,null,null,null,148104.04889999999,148,"X",{"$f":"VALUE(LEFT(AO1235,3))","v":104},{"$f":"MID(AO1235,4,LEN(AO1235)-5)","v":"DLH"},18,"104DLH18",489,733.5,353,{"$f":"MIN(AP1235,360/'Roof Bay Analysis'!$I$51*AR1235)","v":489},59]
[148104.08470000001,148104.12705000001,148,"X",104,"DLH",21,"104DLH21",847,1270.5,558,{"$f":"MIN(I1238,360/'Roof Bay Analysis'!$I$51*K1238)","v":837},90,null,null,null,null,null,null,null,null,null,null,null,null,null,null,null,null,null,null,null,null,null,148104.08369999999,148,"X",104,"DLH",21,"104DLH21",847,1270.5,558,{"$f":"MIN(AP1238,360/'Roof Bay Analysis'!$I$51*AR1238)","v":837},90]
[148112.08910000001,148112.13365,148,"X",112,"DLH",21,"112DLH21",891,1336.5,650,{"$f":"MIN(I1243,360/'Roof Bay Analysis'!$I$51*K1243)","v":891},91,null,null,null,null,null,null,null,null,null,null,null,null,null,null,null,null,null,null,null,null,null,148112.08910000001,148,"X",112,"DLH",21,"112DLH21",891,1336.5,650,{"$f":"MIN(AP1243,360/'Roof Bay Analysis'!$I$51*AR1243)","v":891},91]
[149080.03090000001,149080.04634999999,149,"X",80,"DLH",16,"80DLH16",309,463.5,152,{"$f":"MIN(I1248,360/'Roof Bay Analysis'!$I$51*K1248)","v":228},46,null,null,null,null,null,null,null,null,null,null,null,null,null,null,null,null,null,null,null,null,null,149080.02280000001,149,"X",80,"DLH",16,"80DLH16",309,463.5,152,{"$f":"MIN(AP1248,360/'Roof Bay Analysis'!$I$51*AR1248)","v":228},46]
[149088.03349999999,149088.05025,149,"X",88,"DLH",16,"88DLH16",335,502.5,186,{"$f":"MIN(I1253,360/'Roof Bay Analysis'!$I$51*K1253)","v":279},46,null,null,null,null,null,null,null,null,null,null,null,null,null,null,null,null,null,null,null,null,null,149088.02789999999,149,"X",88,"DLH",16,"88DLH16",335,502.5,186,{"$f":"MIN(AP1253,360/'Roof Bay Analysis'!$I$51*AR1253)","v":279},46]
[149088.07019999999,149088.1053,149,"X",88,"DLH",21,"88DLH21",702,1053,372,{"$f":"MIN(I1258,360/'Roof Bay Analysis'!$I$51*K1258)","v":558},89,null,null,null,null,null,null,null,null,null,null,null,null,null,null,null,null,null,null,null,null,null,149088.0558,149,"X",88,"DLH",21,"88DLH21",702,1053,372,{"$f":"MIN(AP1258,360/'Roof Bay Analysis'!$I$51*AR1258)","v":558},89]
[149096.0539,149096.08085,149,"X",96,"DLH",19,"96DLH19",539,808.5,320,{"$f":"MIN(I1261,360/'Roof Bay Analysis'!$I$51*K1261)","v":480},66,null,null,null,null,null,null,null,null,null,null,null,null,null,null,null,null,null,null,null,null,null,149096.04800000001,149,"X",96,"DLH",19,"96DLH19",539,808.5,320,{"$f":"MIN(AP1261,360/'Roof Bay Analysis'!$I$51*AR1261)","v":480},66]
[149104.08129999999,149104.12195,149,"X",104,"DLH",21,"104DLH21",813,1219.5,525,{"$f":"MIN(I1268,360/'Roof Bay Analysis'!$I$51*K1268)","v":787.5},90,null,null,null,null,null,null,null,null,null,null,null,null,null,null,null,null,null,null,null,null,null,149104.07874999999,149,"X",104,"DLH",21,"104DLH21",813,1219.5,525,{"$f":"MIN(AP1268,360/'Roof Bay Analysis'!$I$51*AR1268)","v":787.5},90]
[149112.09669999999,149112.14504999999,149,"X",112,"DLH",22,"112DLH22",967,1450.5,711,{"$f":"MIN(I1274,360/'Roof Bay Analysis'!$I$51*K1274)","v":967},104,null,null,null,null,null,null,null,null,null,null,null,null,null,null,null,null,null,null,null,null,null,149112.09669999999,149,"X",112,"DLH",22,"112DLH22",967,1450.5,711,{"$f":"MIN(AP1274,360/'Roof Bay Analysis'!$I$51*AR1274)","v":967},104]
[150080.03090000001,150080.04634999999,150,"X",80,"DLH",16,"80DLH16",309,463.5,152,{"$f":"MIN(I1278,360/'Roof Bay Analysis'!$I$51*K1278)","v":228},46,null,null,null,null,null,null,null,null,null,null,null,null,null,null,null,null,null,null,null,null,null,150080.02280000001,150,"X",80,"DLH",16,"80DLH16",309,463.5,152,{"$f":"MIN(AP1278,360/'Roof Bay Analysis'!$I$51*AR1278)","v":228},46]
[150088.03349999999,150088.05025,150,"X",88,"DLH",16,"88DLH16",335,502.5,186,{"$f":"MIN(I1283,360/'Roof Bay Analysis'!$I$51*K1283)","v":279},46,null,null,null,null,null,null,null,null,null,null,null,null,null,null,null,null,null,null,null,null,null,150088.02789999999,150,"X",88,"DLH",16,"88DLH16",335,502.5,186,{"$f":"MIN(AP1283,360/'Roof Bay Analysis'!$I$51*AR1283)","v":279},46]
[{"$f":"C1284*1000+E1284+I1284/10000","v":150088.03709999999},{"$f":"C1284*1000+E1284+J1284/10000","v":150088.05564999999},150,"X",88,"DLH",17,"88DLH17",371,{"$f":"1.5*I1284","v":556.5},207,{"$f":"MIN(I1284,360/'Roof Bay Analysis'!$I$51*K1284)","v":310.5},51,null,null,null,null,null,null,null,null,null,null,null,null,null,null,null,null,null,null,null,null,null,{"$f":"AJ1284*1000+AL1284+AS1284/10000","v":150088.03104999999},150,"X",88,"DLH",17,"88DLH17",371,{"$f":"1.5*AP1284","v":556.5},207,{"$f":"MIN(AP1284,360/'Roof Bay Analysis'!$I$51*AR1284)","v":310.5},51]
[150096.0539,150096.08085,150,"X",96,"DLH",19,"96DLH19",539,808.5,320,{"$f":"MIN(I1291,360/'Roof Bay Analysis'!$I$51*K1291)","v":480},66,null,null,null,null,null,null,null,null,null,null,null,null,null,null,null,null,null,null,null,null,null,150096.04800000001,150,"X",96,"DLH",19,"96DLH19",539,808.5,320,{"$f":"MIN(AP1291,360/'Roof Bay Analysis'!$I$51*AR1291)","v":480},66]
[150096.0766,150096.11489999999,150,"X",96,"DLH",21,"96DLH21",766,1149,445,{"$f":"MIN(I1293,360/'Roof Bay Analysis'!$I$51*K1293)","v":667.5},90,null,null,null,null,null,null,null,null,null,null,null,null,null,null,null,null,null,null,null,null,null,150096.06675,150,"X",96,"DLH",21,"96DLH21",766,1149,445,{"$f":"MIN(AP1293,360/'Roof Bay Analysis'!$I$51*AR1293)","v":667.5},90]
[150104.09340000001,150104.14009999999,150,"X",104,"DLH",22,"104DLH22",934,1401,610,{"$f":"MIN(I1299,360/'Roof Bay Analysis'!$I$51*K1299)","v":915},104,null,null,null,null,null,null,null,null,null,null,null,null,null,null,null,null,null,null,null,null,null,150104.09150000001,150,"X",104,"DLH",22,"104DLH22",934,1401,610,{"$f":"MIN(AP1299,360/'Roof Bay Analysis'!$I$51*AR1299)","v":915},104]
[150112.09669999999,150112.14504999999,150,"X",112,"DLH",22,"112DLH22",967,1450.5,711,{"$f":"MIN(I1304,360/'Roof Bay Analysis'!$I$51*K1304)","v":967},104,null,null,null,null,null,null,null,null,null,null,null,null,null,null,null,null,null,null,null,null,null,150112.09669999999,150,"X",112,"DLH",22,"112DLH22",967,1450.5,711,{"$f":"MIN(AP1304,360/'Roof Bay Analysis'!$I$51*AR1304)","v":967},104]
[151080.03630000001,151080.05445,151,"X",80,"DLH",17,"80DLH17",363,544.5,183,{"$f":"MIN(I1309,360/'Roof Bay Analysis'!$I$51*K1309)","v":274.5},53,null,null,null,null,null,null,null,null,null,null,null,null,null,null,null,null,null,null,null,null,null,151080.02744999999,151,"X",80,"DLH",17,"80DLH17",363,544.5,183,{"$f":"MIN(AP1309,360/'Roof Bay Analysis'!$I$51*AR1309)","v":274.5},53]
[151088.03709999999,151088.05564999999,151,"X",88,"DLH",17,"88DLH17",371,556.5,207,{"$f":"MIN(I1314,360/'Roof Bay Analysis'!$I$51*K1314)","v":310.5},51,null,null,null,null,null,null,null,null,null,null,null,null,null,null,null,null,null,null,null,null,null,151088.03104999999,151,"X",88,"DLH",17,"88DLH17",371,556.5,207,{"$f":"MIN(AP1314,360/'Roof Bay Analysis'!$I$51*AR1314)","v":310.5},51]
[151088.05900000001,151088.08850000001,151,"X",88,"DLH",20,"88DLH20",590,885,320,{"$f":"MIN(I1317,360/'Roof Bay Analysis'!$I$51*K1317)","v":480},76,null,null,null,null,null,null,null,null,null,null,null,null,null,null,null,null,null,null,null,null,null,151088.04800000001,151,"X",88,"DLH",20,"88DLH20",590,885,320,{"$f":"MIN(AP1317,360/'Roof Bay Analysis'!$I$51*AR1317)","v":480},76]
[151096.08859999999,151096.1329,151,"X",96,"DLH",22,"96DLH22",886,1329,517,{"$f":"MIN(I1324,360/'Roof Bay Analysis'!$I$51*K1324)","v":775.5},102,null,null,null,null,null,null,null,null,null,null,null,null,null,null,null,null,null,null,null,null,null,151096.07754999999,151,"X",96,"DLH",22,"96DLH22",886,1329,517,{"$f":"MIN(AP1324,360/'Roof Bay Analysis'!$I$51*AR1324)","v":775.5},102]
[151104.09340000001,151104.14009999999,151,"X",104,"DLH",22,"104DLH22",934,1401,610,{"$f":"MIN(I1329,360/'Roof Bay Analysis'!$I$51*K1329)","v":915},104,null,null,null,null,null,null,null,null,null,null,null,null,null,null,null,null,null,null,null,null,null,151104.09150000001,151,"X",104,"DLH",22,"104DLH22",934,1401,610,{"$f":"MIN(AP1329,360/'Roof Bay Analysis'!$I$51*AR1329)","v":915},104]
[151112.09669999999,151112.14504999999,151,"X",112,"DLH",22,"112DLH22",967,1450.5,711,{"$f":"MIN(I1334,360/'Roof Bay Analysis'!$I$51*K1334)","v":967},104,null,null,null,null,null,null,null,null,null,null,null,null,null,null,null,null,null,null,null,null,null,151112.09669999999,151,"X",112,"DLH",22,"112DLH22",967,1450.5,711,{"$f":"MIN(AP1334,360/'Roof Bay Analysis'!$I$51*AR1334)","v":967},104]
[152080.03450000001,152080.05175000001,152,"X",80,"DLH",17,"80DLH17",345,517.5,169,{"$f":"MIN(I1339,360/'Roof Bay Analysis'!$I$51*K1339)","v":253.5},53,null,null,null,null,null,null,null,null,null,null,null,null,null,null,null,null,null,null,null,null,null,152080.02535000001,152,"X",80,"DLH",17,"80DLH17",345,517.5,169,{"$f":"MIN(AP1339,360/'Roof Bay Analysis'!$I$51*AR1339)","v":253.5},53]
[152088.03520000001,152088.0528,152,"X",88,"DLH",17,"88DLH17",352,528,191,{"$f":"MIN(I1344,360/'Roof Bay Analysis'!$I$51*K1344)","v":286.5},51,null,null,null,null,null,null,null,null,null,null,null,null,null,null,null,null,null,null,null,null,null,152088.02864999999,152,"X",88,"DLH",17,"88DLH17",352,528,191,{"$f":"MIN(AP1344,360/'Roof Bay Analysis'!$I$51*AR1344)","v":286.5},51]
[152088.05600000001,152088.084,152,"X",88,"DLH",20,"88DLH20",560,840,296,{"$f":"MIN(I1347,360/'Roof Bay Analysis'!$I$51*K1347)","v":444},76,null,null,null,null,null,null,null,null,null,null,null,null,null,null,null,null,null,null,null,null,null,152088.04440000001,152,"X",88,"DLH",20,"88DLH20",560,840,296,{"$f":"MIN(AP1347,360/'Roof Bay Analysis'!$I$51*AR1347)","v":444},76]
[152096.0385,152096.05775000001,152,"X",96,"DLH",{"$f":"VALUE(RIGHT(H1349,2))","v":17},"96DLH17",385,577.5,229,{"$f":"MIN(I1349,360/'Roof Bay Analysis'!$I$51*K1349)","v":343.5},52,null,null,null,null,null,null,null,null,null,null,null,null,null,null,null,null,null,null,null,null,null,152096.03435,152,"X",96,"DLH",{"$f":"VALUE(RIGHT(AO1349,2))","v":17},"96DLH17",385,577.5,229,{"$f":"MIN(AP1349,360/'Roof Bay Analysis'!$I$51*AR1349)","v":343.5},52]
[152096.08429999999,152096.12645000001,152,"X",96,"DLH",22,"96DLH22",843,1264.5,479,{"$f":"MIN(I1354,360/'Roof Bay Analysis'!$I$51*K1354)","v":718.5},102,null,null,null,null,null,null,null,null,null,null,null,null,null,null,null,null,null,null,null,null,null,152096.07185000001,152,"X",96,"DLH",22,"96DLH22",843,1264.5,479,{"$f":"MIN(AP1354,360/'Roof Bay Analysis'!$I$51*AR1354)","v":718.5},102]
[152104.0956,152104.1434,152,"X",104,"DLH",23,"104DLH23",956,1434,590,{"$f":"MIN(I1360,360/'Roof Bay Analysis'!$I$51*K1360)","v":885},109,null,null,null,null,null,null,null,null,null,null,null,null,null,null,null,null,null,null,null,null,null,152104.08850000001,152,"X",104,"DLH",23,"104DLH23",956,1434,590,{"$f":"MIN(AP1360,360/'Roof Bay Analysis'!$I$51*AR1360)","v":885},109]
[152112.09280000001,152112.13920000001,152,"X",112,"DLH",22,"112DLH22",928,1392,657,{"$f":"MIN(I1364,360/'Roof Bay Analysis'!$I$51*K1364)","v":928},104,null,null,null,null,null,null,null,null,null,null,null,null,null,null,null,null,null,null,null,null,null,152112.09280000001,152,"X",112,"DLH",22,"112DLH22",928,1392,657,{"$f":"MIN(AP1364,360/'Roof Bay Analysis'!$I$51*AR1364)","v":928},104]
[153080.03890000001,153080.05835000001,153,"X",80,"DLH",18,"80DLH18",389,583.5,194,{"$f":"MIN(I1370,360/'Roof Bay Analysis'!$I$51*K1370)","v":291},60,null,null,null,null,null,null,null,null,null,null,null,null,null,null,null,null,null,null,null,null,null,153080.02910000001,153,"X",80,"DLH",18,"80DLH18",389,583.5,194,{"$f":"MIN(AP1370,360/'Roof Bay Analysis'!$I$51*AR1370)","v":291},60]
[153088.0318,153088.0477,153,"X",88,"DLH",16,"88DLH16",318,477,172,{"$f":"MIN(I1373,360/'Roof Bay Analysis'!$I$51*K1373)","v":258},46,null,null,null,null,null,null,null,null,null,null,null,null,null,null,null,null,null,null,null,null,null,153088.0258,153,"X",88,"DLH",16,"88DLH16",318,477,172,{"$f":"MIN(AP1373,360/'Roof Bay Analysis'!$I$51*AR1373)","v":258},46]
[153096.0385,153096.05775000001,153,"X",96,"DLH",17,"96DLH17",385,577.5,229,{"$f":"MIN(I1379,360/'Roof Bay Analysis'!$I$51*K1379)","v":343.5},52,null,null,null,null,null,null,null,null,null,null,null,null,null,null,null,null,null,null,null,null,null,153096.03435,153,"X",96,"DLH",17,"96DLH17",385,577.5,229,{"$f":"MIN(AP1379,360/'Roof Bay Analysis'!$I$51*AR1379)","v":343.5},52]
[153104.04500000001,153104.0675,153,"X",{"$f":"VALUE(LEFT(H1385,3))","v":104},{"$f":"MID(H1385,4,LEN(H1385)-5)","v":"DLH"},18,"104DLH18",450,675,307,{"$f":"MIN(I1385,360/'Roof Bay Analysis'!$I$51*K1385)","v":450},59,null,null,null,null,null,null,null,null,null,null,null,null,null,null,null,null,null,null,null,null,null,153104.04500000001,153,"X",{"$f":"VALUE(LEFT(AO1385,3))","v":104},{"$f":"MID(AO1385,4,LEN(AO1385)-5)","v":"DLH"},18,"104DLH18",450,675,307,{"$f":"MIN(AP1385,360/'Roof Bay Analysis'!$I$51*AR1385)","v":450},59]
[153104.0956,153104.1434,153,"X",104,"DLH",23,"104DLH23",956,1434,590,{"$f":"MIN(I1390,360/'Roof Bay Analysis'!$I$51*K1390)","v":885},109,null,null,null,null,null,null,null,null,null,null,null,null,null,null,null,null,null,null,null,null,null,153104.08850000001,153,"X",104,"DLH",23,"104DLH23",956,1434,590,{"$f":"MIN(AP1390,360/'Roof Bay Analysis'!$I$51*AR1390)","v":885},109]
[153112.09280000001,153112.13920000001,153,"X",112,"DLH",22,"112DLH22",928,1392,657,{"$f":"MIN(I1394,360/'Roof Bay Analysis'!$I$51*K1394)","v":928},104,null,null,null,null,null,null,null,null,null,null,null,null,null,null,null,null,null,null,null,null,null,153112.09280000001,153,"X",112,"DLH",22,"112DLH22",928,1392,657,{"$f":"MIN(AP1394,360/'Roof Bay Analysis'!$I$51*AR1394)","v":928},104]
[154080.03890000001,154080.05835000001,154,"X",80,"DLH",18,"80DLH18",389,583.5,194,{"$f":"MIN(I1400,360/'Roof Bay Analysis'!$I$51*K1400)","v":291},60,null,null,null,null,null,null,null,null,null,null,null,null,null,null,null,null,null,null,null,null,null,154080.02910000001,154,"X",80,"DLH",18,"80DLH18",389,583.5,194,{"$f":"MIN(AP1400,360/'Roof Bay Analysis'!$I$51*AR1400)","v":291},60]
[154088.0318,154088.0477,154,"X",88,"DLH",16,"88DLH16",318,477,172,{"$f":"MIN(I1403,360/'Roof Bay Analysis'!$I$51*K1403)","v":258},46,null,null,null,null,null,null,null,null,null,null,null,null,null,null,null,null,null,null,null,null,null,154088.0258,154,"X",88,"DLH",16,"88DLH16",318,477,172,{"$f":"MIN(AP1403,360/'Roof Bay Analysis'!$I$51*AR1403)","v":258},46]
[154088.0404,154088.0606,154,"X",88,"DLH",18,"88DLH18",404,606,218,{"$f":"MIN(I1405,360/'Roof Bay Analysis'!$I$51*K1405)","v":327},58,null,null,null,null,null,null,null,null,null,null,null,null,null,null,null,null,null,null,null,null,null,154088.03270000001,154,"X",88,"DLH",18,"88DLH18",404,606,218,{"$f":"MIN(AP1405,360/'Roof Bay Analysis'!$I$51*AR1405)","v":327},58]
[154096.0435,154096.06525000001,154,"X",96,"DLH",18,"96DLH18",435,652.5,261,{"$f":"MIN(I1410,360/'Roof Bay Analysis'!$I$51*K1410)","v":391.5},58,null,null,null,null,null,null,null,null,null,null,null,null,null,null,null,null,null,null,null,null,null,154096.03915,154,"X",96,"DLH",18,"96DLH18",435,652.5,261,{"$f":"MIN(AP1410,360/'Roof Bay Analysis'!$I$51*AR1410)","v":391.5},58]
[154104.0546,154104.08189999999,154,"X",104,"DLH",19,"104DLH19",546,819,349,{"$f":"MIN(I1416,360/'Roof Bay Analysis'!$I$51*K1416)","v":523.5},67,null,null,null,null,null,null,null,null,null,null,null,null,null,null,null,null,null,null,null,null,null,154104.05235000001,154,"X",104,"DLH",19,"104DLH19",546,819,349,{"$f":"MIN(AP1416,360/'Roof Bay Analysis'!$I$51*AR1416)","v":523.5},67]
[154104.0956,154104.1434,154,"X",104,"DLH",23,"104DLH23",956,1434,590,{"$f":"MIN(I1420,360/'Roof Bay Analysis'!$I$51*K1420)","v":885},109,null,null,null,null,null,null,null,null,null,null,null,null,null,null,null,null,null,null,null,null,null,154104.08850000001,154,"X",104,"DLH",23,"104DLH23",956,1434,590,{"$f":"MIN(AP1420,360/'Roof Bay Analysis'!$I$51*AR1420)","v":885},109]
[154112.1023,154112.15345000001,154,"X",112,"DLH",23,"112DLH23",1023,1534.5,688,{"$f":"MIN(I1425,360/'Roof Bay Analysis'!$I$51*K1425)","v":1023},110,null,null,null,null,null,null,null,null,null,null,null,null,null,null,null,null,null,null,null,null,null,154112.1023,154,"X",112,"DLH",23,"112DLH23",1023,1534.5,688,{"$f":"MIN(AP1425,360/'Roof Bay Analysis'!$I$51*AR1425)","v":1023},110]
[155080.03450000001,155080.05175000001,155,"X",80,"DLH",17,"80DLH17",345,517.5,169,{"$f":"MIN(I1429,360/'Roof Bay Analysis'!$I$51*K1429)","v":253.5},53,null,null,null,null,null,null,null,null,null,null,null,null,null,null,null,null,null,null,null,null,null,155080.02535000001,155,"X",80,"DLH",17,"80DLH17",345,517.5,169,{"$f":"MIN(AP1429,360/'Roof Bay Analysis'!$I$51*AR1429)","v":253.5},53]
[155088.0404,155088.0606,155,"X",88,"DLH",18,"88DLH18",404,606,218,{"$f":"MIN(I1435,360/'Roof Bay Analysis'!$I$51*K1435)","v":327},58,null,null,null,null,null,null,null,null,null,null,null,null,null,null,null,null,null,null,null,null,null,155088.03270000001,155,"X",88,"DLH",18,"88DLH18",404,606,218,{"$f":"MIN(AP1435,360/'Roof Bay Analysis'!$I$51*AR1435)","v":327},58]
[155096.0435,155096.06525000001,155,"X",96,"DLH",18,"96DLH18",435,652.5,261,{"$f":"MIN(I1440,360/'Roof Bay Analysis'!$I$51*K1440)","v":391.5},58,null,null,null,null,null,null,null,null,null,null,null,null,null,null,null,null,null,null,null,null,null,155096.03915,155,"X",96,"DLH",18,"96DLH18",435,652.5,261,{"$f":"MIN(AP1440,360/'Roof Bay Analysis'!$I$51*AR1440)","v":391.5},58]
[155104.0546,155104.08189999999,155,"X",104,"DLH",19,"104DLH19",546,819,349,{"$f":"MIN(I1446,360/'Roof Bay Analysis'!$I$51*K1446)","v":523.5},67,null,null,null,null,null,null,null,null,null,null,null,null,null,null,null,null,null,null,null,null,null,155104.05235000001,155,"X",104,"DLH",19,"104DLH19",546,819,349,{"$f":"MIN(AP1446,360/'Roof Bay Analysis'!$I$51*AR1446)","v":523.5},67]
[155104.0956,155104.1434,155,"X",104,"DLH",23,"104DLH23",956,1434,590,{"$f":"MIN(I1450,360/'Roof Bay Analysis'!$I$51*K1450)","v":885},109,null,null,null,null,null,null,null,null,null,null,null,null,null,null,null,null,null,null,null,null,null,155104.08850000001,155,"X",104,"DLH",23,"104DLH23",956,1434,590,{"$f":"MIN(AP1450,360/'Roof Bay Analysis'!$I$51*AR1450)","v":885},109]
[155112.1023,155112.15345000001,155,"X",112,"DLH",23,"112DLH23",1023,1534.5,688,{"$f":"MIN(I1455,360/'Roof Bay Analysis'!$I$51*K1455)","v":1023},110,null,null,null,null,null,null,null,null,null,null,null,null,null,null,null,null,null,null,null,null,null,155112.1023,155,"X",112,"DLH",23,"112DLH23",1023,1534.5,688,{"$f":"MIN(AP1455,360/'Roof Bay Analysis'!$I$51*AR1455)","v":1023},110]
[156080.03229999999,156080.04845,156,"X",80,"DLH",17,"80DLH17",323,484.5,154,{"$f":"MIN(I1459,360/'Roof Bay Analysis'!$I$51*K1459)","v":231},53,null,null,null,null,null,null,null,null,null,null,null,null,null,null,null,null,null,null,null,null,null,156080.02309999999,156,"X",80,"DLH",17,"80DLH17",323,484.5,154,{"$f":"MIN(AP1459,360/'Roof Bay Analysis'!$I$51*AR1459)","v":231},53]
[156088.0379,156088.05684999999,156,"X",88,"DLH",18,"88DLH18",379,568.5,199,{"$f":"MIN(I1465,360/'Roof Bay Analysis'!$I$51*K1465)","v":298.5},58,null,null,null,null,null,null,null,null,null,null,null,null,null,null,null,null,null,null,null,null,null,156088.02984999999,156,"X",88,"DLH",18,"88DLH18",379,568.5,199,{"$f":"MIN(AP1465,360/'Roof Bay Analysis'!$I$51*AR1465)","v":298.5},58]
[156088.04380000001,156088.06570000001,156,"X",88,"DLH",19,"88DLH19",438,657,225,{"$f":"MIN(I1466,360/'Roof Bay Analysis'!$I$51*K1466)","v":337.5},65,null,null,null,null,null,null,null,null,null,null,null,null,null,null,null,null,null,null,null,null,null,156088.03375,156,"X",88,"DLH",19,"88DLH19",438,657,225,{"$f":"MIN(AP1466,360/'Roof Bay Analysis'!$I$51*AR1466)","v":337.5},65]
[156096.05429999999,156096.08145,156,"X",96,"DLH",20,"96DLH20",543,814.5,305,{"$f":"MIN(I1472,360/'Roof Bay Analysis'!$I$51*K1472)","v":457.5},74,null,null,null,null,null,null,null,null,null,null,null,null,null,null,null,null,null,null,null,null,null,156096.04574999999,156,"X",96,"DLH",20,"96DLH20",543,814.5,305,{"$f":"MIN(AP1472,360/'Roof Bay Analysis'!$I$51*AR1472)","v":457.5},74]
[156104.0423,156104.06344999999,156,"X",{"$f":"VALUE(LEFT(H1475,3))","v":104},{"$f":"MID(H1475,4,LEN(H1475)-5)","v":"DLH"},18,"104DLH18",423,634.5,279,{"$f":"MIN(I1475,360/'Roof Bay Analysis'!$I$51*K1475)","v":418.5},59,null,null,null,null,null,null,null,null,null,null,null,null,null,null,null,null,null,null,null,null,null,156104.04185000001,156,"X",{"$f":"VALUE(LEFT(AO1475,3))","v":104},{"$f":"MID(AO1475,4,LEN(AO1475)-5)","v":"DLH"},18,"104DLH18",423,634.5,279,{"$f":"MIN(AP1475,360/'Roof Bay Analysis'!$I$51*AR1475)","v":418.5},59]
[156112.05369999999,156112.08055000001,156,"X",112,"DLH",19,"112DLH19",537,805.5,369,{"$f":"MIN(I1481,360/'Roof Bay Analysis'!$I$51*K1481)","v":537},67,null,null,null,null,null,null,null,null,null,null,null,null,null,null,null,null,null,null,null,null,null,156112.05369999999,156,"X",112,"DLH",19,"112DLH19",537,805.5,369,{"$f":"MIN(AP1481,360/'Roof Bay Analysis'!$I$51*AR1481)","v":537},67]
[156112.09700000001,156112.14550000001,156,"X",112,"DLH",23,"112DLH23",970,1455,625,{"$f":"MIN(I1485,360/'Roof Bay Analysis'!$I$51*K1485)","v":937.5},110,null,null,null,null,null,null,null,null,null,null,null,null,null,null,null,null,null,null,null,null,null,156112.09375,156,"X",112,"DLH",23,"112DLH23",970,1455,625,{"$f":"MIN(AP1485,360/'Roof Bay Analysis'!$I$51*AR1485)","v":937.5},110]
[157080.03659999999,157080.05489999999,157,"X",80,"DLH",18,"80DLH18",366,549,176,{"$f":"MIN(I1490,360/'Roof Bay Analysis'!$I$51*K1490)","v":264},60,null,null,null,null,null,null,null,null,null,null,null,null,null,null,null,null,null,null,null,null,null,157080.0264,157,"X",80,"DLH",18,"80DLH18",366,549,176,{"$f":"MIN(AP1490,360/'Roof Bay Analysis'!$I$51*AR1490)","v":264},60]
[157088.04380000001,157088.06570000001,157,"X",88,"DLH",19,"88DLH19",438,657,225,{"$f":"MIN(I1496,360/'Roof Bay Analysis'!$I$51*K1496)","v":337.5},65,null,null,null,null,null,null,null,null,null,null,null,null,null,null,null,null,null,null,null,null,null,157088.03375,157,"X",88,"DLH",19,"88DLH19",438,657,225,{"$f":"MIN(AP1496,360/'Roof Bay Analysis'!$I$51*AR1496)","v":337.5},65]
[157096.05429999999,157096.08145,157,"X",96,"DLH",20,"96DLH20",543,814.5,305,{"$f":"MIN(I1502,360/'Roof Bay Analysis'!$I$51*K1502)","v":457.5},74,null,null,null,null,null,null,null,null,null,null,null,null,null,null,null,null,null,null,null,null,null,157096.04574999999,157,"X",96,"DLH",20,"96DLH20",543,814.5,305,{"$f":"MIN(AP1502,360/'Roof Bay Analysis'!$I$51*AR1502)","v":457.5},74]
[157104.05129999999,157104.07694999999,157,"X",104,"DLH",19,"104DLH19",513,769.5,317,{"$f":"MIN(I1506,360/'Roof Bay Analysis'!$I$51*K1506)","v":475.5},67,null,null,null,null,null,null,null,null,null,null,null,null,null,null,null,null,null,null,null,null,null,157104.04754999999,157,"X",104,"DLH",19,"104DLH19",513,769.5,317,{"$f":"MIN(AP1506,360/'Roof Bay Analysis'!$I$51*AR1506)","v":475.5},67]
[157112.05369999999,157112.08055000001,157,"X",112,"DLH",19,"112DLH19",537,805.5,369,{"$f":"MIN(I1511,360/'Roof Bay Analysis'!$I$51*K1511)","v":537},67,null,null,null,null,null,null,null,null,null,null,null,null,null,null,null,null,null,null,null,null,null,157112.05369999999,157,"X",112,"DLH",19,"112DLH19",537,805.5,369,{"$f":"MIN(AP1511,360/'Roof Bay Analysis'!$I$51*AR1511)","v":537},67]
[157112.09700000001,157112.14550000001,157,"X",112,"DLH",23,"112DLH23",970,1455,625,{"$f":"MIN(I1515,360/'Roof Bay Analysis'!$I$51*K1515)","v":937.5},110,null,null,null,null,null,null,null,null,null,null,null,null,null,null,null,null,null,null,null,null,null,157112.09375,157,"X",112,"DLH",23,"112DLH23",970,1455,625,{"$f":"MIN(AP1515,360/'Roof Bay Analysis'!$I$51*AR1515)","v":937.5},110]
[158080.0423,158080.06344999999,158,"X",80,"DLH",19,"80DLH19",423,634.5,197,{"$f":"MIN(I1521,360/'Roof Bay Analysis'!$I$51*K1521)","v":295.5},67,null,null,null,null,null,null,null,null,null,null,null,null,null,null,null,null,null,null,null,null,null,158080.02955000001,158,"X",80,"DLH",19,"80DLH19",423,634.5,197,{"$f":"MIN(AP1521,360/'Roof Bay Analysis'!$I$51*AR1521)","v":295.5},67]
[158088.04380000001,158088.06570000001,158,"X",88,"DLH",19,"88DLH19",438,657,225,{"$f":"MIN(I1526,360/'Roof Bay Analysis'!$I$51*K1526)","v":337.5},65,null,null,null,null,null,null,null,null,null,null,null,null,null,null,null,null,null,null,null,null,null,158088.03375,158,"X",88,"DLH",19,"88DLH19",438,657,225,{"$f":"MIN(AP1526,360/'Roof Bay Analysis'!$I$51*AR1526)","v":337.5},65]
[158088.0624,158088.09359999999,158,"X",88,"DLH",21,"88DLH21",624,936,313,{"$f":"MIN(I1528,360/'Roof Bay Analysis'!$I$51*K1528)","v":469.5},89,null,null,null,null,null,null,null,null,null,null,null,null,null,null,null,null,null,null,null,null,null,158088.04694999999,158,"X",88,"DLH",21,"88DLH21",624,936,313,{"$f":"MIN(AP1528,360/'Roof Bay Analysis'!$I$51*AR1528)","v":469.5},89]
[158096.04800000001,158096.07199999999,158,"X",96,"DLH",19,"96DLH19",480,720,269,{"$f":"MIN(I1531,360/'Roof Bay Analysis'!$I$51*K1531)","v":403.5},66,null,null,null,null,null,null,null,null,null,null,null,null,null,null,null,null,null,null,null,null,null,158096.04035,158,"X",96,"DLH",19,"96DLH19",480,720,269,{"$f":"MIN(AP1531,360/'Roof Bay Analysis'!$I$51*AR1531)","v":403.5},66]
[158104.05129999999,158104.07694999999,158,"X",104,"DLH",19,"104DLH19",513,769.5,317,{"$f":"MIN(I1536,360/'Roof Bay Analysis'!$I$51*K1536)","v":475.5},67,null,null,null,null,null,null,null,null,null,null,null,null,null,null,null,null,null,null,null,null,null,158104.04754999999,158,"X",104,"DLH",19,"104DLH19",513,769.5,317,{"$f":"MIN(AP1536,360/'Roof Bay Analysis'!$I$51*AR1536)","v":475.5},67]
[158112.05369999999,158112.08055000001,158,"X",112,"DLH",{"$f":"VALUE(RIGHT(H1541,2))","v":19},"112DLH19",537,805.5,369,{"$f":"MIN(I1541,360/'Roof Bay Analysis'!$I$51*K1541)","v":537},67,null,null,null,null,null,null,null,null,null,null,null,null,null,null,null,null,null,null,null,null,null,158112.05369999999,158,"X",112,"DLH",{"$f":"VALUE(RIGHT(AO1541,2))","v":19},"112DLH19",537,805.5,369,{"$f":"MIN(AP1541,360/'Roof Bay Analysis'!$I$51*AR1541)","v":537},67]
[158112.1151,158112.17264999999,158,"X",112,"DLH",24,"112DLH24",1151,1726.5,758,{"$f":"MIN(I1546,360/'Roof Bay Analysis'!$I$51*K1546)","v":1137},131,null,null,null,null,null,null,null,null,null,null,null,null,null,null,null,null,null,null,null,null,null,158112.11369999999,158,"X",112,"DLH",24,"112DLH24",1151,1726.5,758,{"$f":"MIN(AP1546,360/'Roof Bay Analysis'!$I$51*AR1546)","v":1137},131]
[159080.0423,159080.06344999999,159,"X",80,"DLH",19,"80DLH19",423,634.5,197,{"$f":"MIN(I1551,360/'Roof Bay Analysis'!$I$51*K1551)","v":295.5},67,null,null,null,null,null,null,null,null,null,null,null,null,null,null,null,null,null,null,null,null,null,159080.02955000001,159,"X",80,"DLH",19,"80DLH19",423,634.5,197,{"$f":"MIN(AP1551,360/'Roof Bay Analysis'!$I$51*AR1551)","v":295.5},67]
[159088.0624,159088.09359999999,159,"X",88,"DLH",21,"88DLH21",624,936,313,{"$f":"MIN(I1558,360/'Roof Bay Analysis'!$I$51*K1558)","v":469.5},89,null,null,null,null,null,null,null,null,null,null,null,null,null,null,null,null,null,null,null,null,null,159088.04694999999,159,"X",88,"DLH",21,"88DLH21",624,936,313,{"$f":"MIN(AP1558,360/'Roof Bay Analysis'!$I$51*AR1558)","v":469.5},89]
[159096.04800000001,159096.07199999999,159,"X",96,"DLH",19,"96DLH19",480,720,269,{"$f":"MIN(I1561,360/'Roof Bay Analysis'!$I$51*K1561)","v":403.5},66,null,null,null,null,null,null,null,null,null,null,null,null,null,null,null,null,null,null,null,null,null,159096.04035,159,"X",96,"DLH",19,"96DLH19",480,720,269,{"$f":"MIN(AP1561,360/'Roof Bay Analysis'!$I$51*AR1561)","v":403.5},66]
[159104.05910000001,159104.08864999999,159,"X",104,"DLH",20,"104DLH20",591,886.5,359,{"$f":"MIN(I1567,360/'Roof Bay Analysis'!$I$51*K1567)","v":538.5},75,null,null,null,null,null,null,null,null,null,null,null,null,null,null,null,null,null,null,null,null,null,159104.05385,159,"X",104,"DLH",20,"104DLH20",591,886.5,359,{"$f":"MIN(AP1567,360/'Roof Bay Analysis'!$I$51*AR1567)","v":538.5},75]
[159112.05369999999,159112.08055000001,159,"X",112,"DLH",19,"112DLH19",537,805.5,369,{"$f":"MIN(I1571,360/'Roof Bay Analysis'!$I$51*K1571)","v":537},67,null,null,null,null,null,null,null,null,null,null,null,null,null,null,null,null,null,null,null,null,null,159112.05369999999,159,"X",112,"DLH",19,"112DLH19",537,805.5,369,{"$f":"MIN(AP1571,360/'Roof Bay Analysis'!$I$51*AR1571)","v":537},67]
[159112.1151,159112.17264999999,159,"X",112,"DLH",24,"112DLH24",1151,1726.5,758,{"$f":"MIN(I1576,360/'Roof Bay Analysis'!$I$51*K1576)","v":1137},131,null,null,null,null,null,null,null,null,null,null,null,null,null,null,null,null,null,null,null,null,null,159112.11369999999,159,"X",112,"DLH",24,"112DLH24",1151,1726.5,758,{"$f":"MIN(AP1576,360/'Roof Bay Analysis'!$I$51*AR1576)","v":1137},131]
[160080.04870000001,160080.07305000001,160,"X",80,"DLH",20,"80DLH20",487,730.5,220,{"$f":"MIN(I1582,360/'Roof Bay Analysis'!$I$51*K1582)","v":330},75,null,null,null,null,null,null,null,null,null,null,null,null,null,null,null,null,null,null,null,null,null,160080.033,160,"X",80,"DLH",20,"80DLH20",487,730.5,220,{"$f":"MIN(AP1582,360/'Roof Bay Analysis'!$I$51*AR1582)","v":330},75]
[160088.033,160088.04949999999,160,"X",88,"DLH",17,"88DLH17",330,495,173,{"$f":"MIN(I1584,360/'Roof Bay Analysis'!$I$51*K1584)","v":259.5},51,null,null,null,null,null,null,null,null,null,null,null,null,null,null,null,null,null,null,null,null,null,160088.02595000001,160,"X",88,"DLH",17,"88DLH17",330,495,173,{"$f":"MIN(AP1584,360/'Roof Bay Analysis'!$I$51*AR1584)","v":259.5},51]
[160096.04800000001,160096.07199999999,160,"X",96,"DLH",19,"96DLH19",480,720,269,{"$f":"MIN(I1591,360/'Roof Bay Analysis'!$I$51*K1591)","v":403.5},66,null,null,null,null,null,null,null,null,null,null,null,null,null,null,null,null,null,null,null,null,null,160096.04035,160,"X",96,"DLH",19,"96DLH19",480,720,269,{"$f":"MIN(AP1591,360/'Roof Bay Analysis'!$I$51*AR1591)","v":403.5},66]
[160096.05429999999,160096.08145,160,"X",96,"DLH",20,"96DLH20",543,814.5,305,{"$f":"MIN(I1592,360/'Roof Bay Analysis'!$I$51*K1592)","v":457.5},74,null,null,null,null,null,null,null,null,null,null,null,null,null,null,null,null,null,null,null,null,null,160096.04574999999,160,"X",96,"DLH",20,"96DLH20",543,814.5,305,{"$f":"MIN(AP1592,360/'Roof Bay Analysis'!$I$51*AR1592)","v":457.5},74]
[160104.05910000001,160104.08864999999,160,"X",104,"DLH",20,"104DLH20",591,886.5,359,{"$f":"MIN(I1597,360/'Roof Bay Analysis'!$I$51*K1597)","v":538.5},75,null,null,null,null,null,null,null,null,null,null,null,null,null,null,null,null,null,null,null,null,null,160104.05385,160,"X",104,"DLH",20,"104DLH20",591,886.5,359,{"$f":"MIN(AP1597,360/'Roof Bay Analysis'!$I$51*AR1597)","v":538.5},75]
[160112.0618,160112.09270000001,160,"X",112,"DLH",20,"112DLH20",618,927,418,{"$f":"MIN(I1602,360/'Roof Bay Analysis'!$I$51*K1602)","v":618},76,null,null,null,null,null,null,null,null,null,null,null,null,null,null,null,null,null,null,null,null,null,160112.0618,160,"X",112,"DLH",20,"112DLH20",618,927,418,{"$f":"MIN(AP1602,360/'Roof Bay Analysis'!$I$51*AR1602)","v":618},76]
[161088.0281,161088.04214999999,161,"X",{"$f":"VALUE(LEFT(H1607,2))","v":88},{"$f":"MID(H1607,3,LEN(H1607)-4)","v":"DLH"},16,"88DLH16",281,421.5,143,{"$f":"MIN(I1607,360/'Roof Bay Analysis'!$I$51*K1607)","v":214.5},46,null,null,null,null,null,null,null,null,null,null,null,null,null,null,null,null,null,null,null,null,null,161088.02145,161,"X",{"$f":"VALUE(LEFT(AO1607,2))","v":88},{"$f":"MID(AO1607,3,LEN(AO1607)-4)","v":"DLH"},16,"88DLH16",281,421.5,143,{"$f":"MIN(AP1607,360/'Roof Bay Analysis'!$I$51*AR1607)","v":214.5},46]
[161096.0386,161096.05790000001,161,"X",96,"DLH",18,"96DLH18",386,579,216,{"$f":"MIN(I1614,360/'Roof Bay Analysis'!$I$51*K1614)","v":324},58,null,null,null,null,null,null,null,null,null,null,null,null,null,null,null,null,null,null,null,null,null,161096.0324,161,"X",96,"DLH",18,"96DLH18",386,579,216,{"$f":"MIN(AP1614,360/'Roof Bay Analysis'!$I$51*AR1614)","v":324},58]
[161096.0643,161096.09645000001,161,"X",96,"DLH",21,"96DLH21",643,964.5,341,{"$f":"MIN(I1617,360/'Roof Bay Analysis'!$I$51*K1617)","v":511.5},90,null,null,null,null,null,null,null,null,null,null,null,null,null,null,null,null,null,null,null,null,null,161096.05115000001,161,"X",96,"DLH",21,"96DLH21",643,964.5,341,{"$f":"MIN(AP1617,360/'Roof Bay Analysis'!$I$51*AR1617)","v":511.5},90]
[161104.06849999999,161104.10274999999,161,"X",104,"DLH",21,"104DLH21",685,1027.5,403,{"$f":"MIN(I1622,360/'Roof Bay Analysis'!$I$51*K1622)","v":604.5},90,null,null,null,null,null,null,null,null,null,null,null,null,null,null,null,null,null,null,null,null,null,161104.06044999999,161,"X",104,"DLH",21,"104DLH21",685,1027.5,403,{"$f":"MIN(AP1622,360/'Roof Bay Analysis'!$I$51*AR1622)","v":604.5},90]
[161112.0722,161112.10829999999,161,"X",112,"DLH",21,"112DLH21",722,1083,469,{"$f":"MIN(I1627,360/'Roof Bay Analysis'!$I$51*K1627)","v":703.5},91,null,null,null,null,null,null,null,null,null,null,null,null,null,null,null,null,null,null,null,null,null,161112.07034999999,161,"X",112,"DLH",21,"112DLH21",722,1083,469,{"$f":"MIN(AP1627,360/'Roof Bay Analysis'!$I$51*AR1627)","v":703.5},91]
[162088.03099999999,162088.0465,162,"X",88,"DLH",17,"88DLH17",310,465,159,{"$f":"MIN(I1632,360/'Roof Bay Analysis'!$I$51*K1632)","v":238.5},51,null,null,null,null,null,null,null,null,null,null,null,null,null,null,null,null,null,null,null,null,null,162088.02385,162,"X",88,"DLH",17,"88DLH17",310,465,159,{"$f":"MIN(AP1632,360/'Roof Bay Analysis'!$I$51*AR1632)","v":238.5},51]
[162096.03390000001,162096.05085,162,"X",96,"DLH",17,"96DLH17",339,508.5,190,{"$f":"MIN(I1637,360/'Roof Bay Analysis'!$I$51*K1637)","v":285},52,null,null,null,null,null,null,null,null,null,null,null,null,null,null,null,null,null,null,null,null,null,162096.02849999999,162,"X",96,"DLH",17,"96DLH17",339,508.5,190,{"$f":"MIN(AP1637,360/'Roof Bay Analysis'!$I$51*AR1637)","v":285},52]
[162096.05100000001,162096.0765,162,"X",96,"DLH",20,"96DLH20",510,765,277,{"$f":"MIN(I1640,360/'Roof Bay Analysis'!$I$51*K1640)","v":415.5},74,null,null,null,null,null,null,null,null,null,null,null,null,null,null,null,null,null,null,null,null,null,162096.04154999999,162,"X",96,"DLH",20,"96DLH20",510,765,277,{"$f":"MIN(AP1640,360/'Roof Bay Analysis'!$I$51*AR1640)","v":415.5},74]
[162104.07920000001,162104.1188,162,"X",104,"DLH",22,"104DLH22",792,1188,468,{"$f":"MIN(I1647,360/'Roof Bay Analysis'!$I$51*K1647)","v":702},104,null,null,null,null,null,null,null,null,null,null,null,null,null,null,null,null,null,null,null,null,null,162104.07019999999,162,"X",104,"DLH",22,"104DLH22",792,1188,468,{"$f":"MIN(AP1647,360/'Roof Bay Analysis'!$I$51*AR1647)","v":702},104]
[162112.0833,162112.12495,162,"X",112,"DLH",22,"112DLH22",833,1249.5,545,{"$f":"MIN(I1652,360/'Roof Bay Analysis'!$I$51*K1652)","v":817.5},104,null,null,null,null,null,null,null,null,null,null,null,null,null,null,null,null,null,null,null,null,null,162112.08175000001,162,"X",112,"DLH",22,"112DLH22",833,1249.5,545,{"$f":"MIN(AP1652,360/'Roof Bay Analysis'!$I$51*AR1652)","v":817.5},104]
[162112.0913,162112.13694999999,162,"X",112,"DLH",23,"112DLH23",913,1369.5,571,{"$f":"MIN(I1653,360/'Roof Bay Analysis'!$I$51*K1653)","v":856.5},110,null,null,null,null,null,null,null,null,null,null,null,null,null,null,null,null,null,null,null,null,null,162112.08564999999,162,"X",112,"DLH",23,"112DLH23",913,1369.5,571,{"$f":"MIN(AP1653,360/'Roof Bay Analysis'!$I$51*AR1653)","v":856.5},110]
[163088.0356,163088.0534,163,"X",88,"DLH",18,"88DLH18",356,534,181,{"$f":"MIN(I1657,360/'Roof Bay Analysis'!$I$51*K1657)","v":271.5},58,null,null,null,null,null,null,null,null,null,null,null,null,null,null,null,null,null,null,null,null,null,163088.02715000001,163,"X",88,"DLH",18,"88DLH18",356,534,181,{"$f":"MIN(AP1657,360/'Roof Bay Analysis'!$I$51*AR1657)","v":271.5},58]
[163096.04509999999,163096.06765000001,163,"X",96,"DLH",19,"96DLH19",451,676.5,246,{"$f":"MIN(I1663,360/'Roof Bay Analysis'!$I$51*K1663)","v":369},66,null,null,null,null,null,null,null,null,null,null,null,null,null,null,null,null,null,null,null,null,null,163096.03690000001,163,"X",96,"DLH",19,"96DLH19",451,676.5,246,{"$f":"MIN(AP1663,360/'Roof Bay Analysis'!$I$51*AR1663)","v":369},66]
[163104.06849999999,163104.10274999999,163,"X",104,"DLH",21,"104DLH21",685,1027.5,403,{"$f":"MIN(I1670,360/'Roof Bay Analysis'!$I$51*K1670)","v":604.5},90,null,null,null,null,null,null,null,null,null,null,null,null,null,null,null,null,null,null,null,null,null,163104.06044999999,163,"X",104,"DLH",21,"104DLH21",685,1027.5,403,{"$f":"MIN(AP1670,360/'Roof Bay Analysis'!$I$51*AR1670)","v":604.5},90]
[163104.0845,163104.12675,163,"X",104,"DLH",23,"104DLH23",845,1267.5,489,{"$f":"MIN(I1672,360/'Roof Bay Analysis'!$I$51*K1672)","v":733.5},109,null,null,null,null,null,null,null,null,null,null,null,null,null,null,null,null,null,null,null,null,null,163104.07334999999,163,"X",104,"DLH",23,"104DLH23",845,1267.5,489,{"$f":"MIN(AP1672,360/'Roof Bay Analysis'!$I$51*AR1672)","v":733.5},109]
[163112.0913,163112.13694999999,163,"X",112,"DLH",23,"112DLH23",913,1369.5,571,{"$f":"MIN(I1677,360/'Roof Bay Analysis'!$I$51*K1677)","v":856.5},110,null,null,null,null,null,null,null,null,null,null,null,null,null,null,null,null,null,null,null,null,null,163112.08564999999,163,"X",112,"DLH",23,"112DLH23",913,1369.5,571,{"$f":"MIN(AP1677,360/'Roof Bay Analysis'!$I$51*AR1677)","v":856.5},110]
[164088.0411,164088.06164999999,164,"X",88,"DLH",19,"88DLH19",411,616.5,205,{"$f":"MIN(I1682,360/'Roof Bay Analysis'!$I$51*K1682)","v":307.5},65,null,null,null,null,null,null,null,null,null,null,null,null,null,null,null,null,null,null,null,null,null,164088.03075000001,164,"X",88,"DLH",19,"88DLH19",411,616.5,205,{"$f":"MIN(AP1682,360/'Roof Bay Analysis'!$I$51*AR1682)","v":307.5},65]
[164096.05100000001,164096.0765,164,"X",96,"DLH",20,"96DLH20",510,765,277,{"$f":"MIN(I1688,360/'Roof Bay Analysis'!$I$51*K1688)","v":415.5},74,null,null,null,null,null,null,null,null,null,null,null,null,null,null,null,null,null,null,null,null,null,164096.04154999999,164,"X",96,"DLH",20,"96DLH20",510,765,277,{"$f":"MIN(AP1688,360/'Roof Bay Analysis'!$I$51*AR1688)","v":415.5},74]
[164096.07449999999,164096.11175000001,164,"X",96,"DLH",22,"96DLH22",745,1117.5,396,{"$f":"MIN(I1690,360/'Roof Bay Analysis'!$I$51*K1690)","v":594},102,null,null,null,null,null,null,null,null,null,null,null,null,null,null,null,null,null,null,null,null,null,164096.0594,164,"X",96,"DLH",22,"96DLH22",745,1117.5,396,{"$f":"MIN(AP1690,360/'Roof Bay Analysis'!$I$51*AR1690)","v":594},102]
[164112.05059999999,164112.0759,164,"X",112,"DLH",19,"112DLH19",506,759,336,{"$f":"MIN(I1697,360/'Roof Bay Analysis'!$I$51*K1697)","v":504},67,null,null,null,null,null,null,null,null,null,null,null,null,null,null,null,null,null,null,null,null,null,164112.05040000001,164,"X",112,"DLH",19,"112DLH19",506,759,336,{"$f":"MIN(AP1697,360/'Roof Bay Analysis'!$I$51*AR1697)","v":504},67]
[165088.0281,165088.04214999999,165,"X",{"$f":"VALUE(LEFT(H1703,2))","v":88},{"$f":"MID(H1703,3,LEN(H1703)-4)","v":"DLH"},16,"88DLH16",281,421.5,143,{"$f":"MIN(I1703,360/'Roof Bay Analysis'!$I$51*K1703)","v":214.5},46,null,null,null,null,null,null,null,null,null,null,null,null,null,null,null,null,null,null,null,null,null,165088.02145,165,"X",{"$f":"VALUE(LEFT(AO1703,2))","v":88},{"$f":"MID(AO1703,3,LEN(AO1703)-4)","v":"DLH"},16,"88DLH16",281,421.5,143,{"$f":"MIN(AP1703,360/'Roof Bay Analysis'!$I$51*AR1703)","v":214.5},46]
[165088.04949999999,165088.07425000001,165,"X",88,"DLH",20,"88DLH20",495,742.5,246,{"$f":"MIN(I1707,360/'Roof Bay Analysis'!$I$51*K1707)","v":369},76,null,null,null,null,null,null,null,null,null,null,null,null,null,null,null,null,null,null,null,null,null,165088.03690000001,165,"X",88,"DLH",20,"88DLH20",495,742.5,246,{"$f":"MIN(AP1707,360/'Roof Bay Analysis'!$I$51*AR1707)","v":369},76]
[165096.05100000001,165096.0765,165,"X",96,"DLH",20,"96DLH20",510,765,277,{"$f":"MIN(I1712,360/'Roof Bay Analysis'!$I$51*K1712)","v":415.5},74,null,null,null,null,null,null,null,null,null,null,null,null,null,null,null,null,null,null,null,null,null,165096.04154999999,165,"X",96,"DLH",20,"96DLH20",510,765,277,{"$f":"MIN(AP1712,360/'Roof Bay Analysis'!$I$51*AR1712)","v":415.5},74]
[165096.0643,165096.09645000001,165,"X",96,"DLH",21,"96DLH21",643,964.5,341,{"$f":"MIN(I1713,360/'Roof Bay Analysis'!$I$51*K1713)","v":511.5},90,null,null,null,null,null,null,null,null,null,null,null,null,null,null,null,null,null,null,null,null,null,165096.05115000001,165,"X",96,"DLH",21,"96DLH21",643,964.5,341,{"$f":"MIN(AP1713,360/'Roof Bay Analysis'!$I$51*AR1713)","v":511.5},90]
[165104.0845,165104.12675,165,"X",104,"DLH",23,"104DLH23",845,1267.5,489,{"$f":"MIN(I1720,360/'Roof Bay Analysis'!$I$51*K1720)","v":733.5},109,null,null,null,null,null,null,null,null,null,null,null,null,null,null,null,null,null,null,null,null,null,165104.07334999999,165,"X",104,"DLH",23,"104DLH23",845,1267.5,489,{"$f":"MIN(AP1720,360/'Roof Bay Analysis'!$I$51*AR1720)","v":733.5},109]
[165112.0722,165112.10829999999,165,"X",112,"DLH",21,"112DLH21",722,1083,469,{"$f":"MIN(I1723,360/'Roof Bay Analysis'!$I$51*K1723)","v":703.5},91,null,null,null,null,null,null,null,null,null,null,null,null,null,null,null,null,null,null,null,null,null,165112.07034999999,165,"X",112,"DLH",21,"112DLH21",722,1083,469,{"$f":"MIN(AP1723,360/'Roof Bay Analysis'!$I$51*AR1723)","v":703.5},91]
[166088.02919999999,166088.04380000001,166,"X",88,"DLH",17,"88DLH17",292,438,146,{"$f":"MIN(I1728,360/'Roof Bay Analysis'!$I$51*K1728)","v":219},51,null,null,null,null,null,null,null,null,null,null,null,null,null,null,null,null,null,null,null,null,null,166088.02189999999,166,"X",88,"DLH",17,"88DLH17",292,438,146,{"$f":"MIN(AP1728,360/'Roof Bay Analysis'!$I$51*AR1728)","v":219},51]
[166096.03200000001,166096.04800000001,166,"X",96,"DLH",{"$f":"VALUE(RIGHT(H1733,2))","v":17},"96DLH17",320,480,173,{"$f":"MIN(I1733,360/'Roof Bay Analysis'!$I$51*K1733)","v":259.5},52,null,null,null,null,null,null,null,null,null,null,null,null,null,null,null,null,null,null,null,null,null,166096.02595000001,166,"X",96,"DLH",{"$f":"VALUE(RIGHT(AO1733,2))","v":17},"96DLH17",320,480,173,{"$f":"MIN(AP1733,360/'Roof Bay Analysis'!$I$51*AR1733)","v":259.5},52]
[166096.07019999999,166096.1053,166,"X",96,"DLH",22,"96DLH22",702,1053,362,{"$f":"MIN(I1738,360/'Roof Bay Analysis'!$I$51*K1738)","v":543},102,null,null,null,null,null,null,null,null,null,null,null,null,null,null,null,null,null,null,null,null,null,166096.05429999999,166,"X",96,"DLH",22,"96DLH22",702,1053,362,{"$f":"MIN(AP1738,360/'Roof Bay Analysis'!$I$51*AR1738)","v":543},102]
[166104.0747,166104.11205,166,"X",104,"DLH",22,"104DLH22",747,1120.5,428,{"$f":"MIN(I1743,360/'Roof Bay Analysis'!$I$51*K1743)","v":642},104,null,null,null,null,null,null,null,null,null,null,null,null,null,null,null,null,null,null,null,null,null,166104.06419999999,166,"X",104,"DLH",22,"104DLH22",747,1120.5,428,{"$f":"MIN(AP1743,360/'Roof Bay Analysis'!$I$51*AR1743)","v":642},104]
[166112.05489999999,166112.08235000001,166,"X",112,"DLH",20,"112DLH20",549,823.5,348,{"$f":"MIN(I1746,360/'Roof Bay Analysis'!$I$51*K1746)","v":522},76,null,null,null,null,null,null,null,null,null,null,null,null,null,null,null,null,null,null,null,null,null,166112.05220000001,166,"X",112,"DLH",20,"112DLH20",549,823.5,348,{"$f":"MIN(AP1746,360/'Roof Bay Analysis'!$I$51*AR1746)","v":522},76]
[166120.08549999999,166120.12825000001,166,"X",120,"DLH",22,"120DLH22",855,1282.5,616,{"$f":"MIN(I1753,360/'Roof Bay Analysis'!$I$51*K1753)","v":855},104,null,null,null,null,null,null,null,null,null,null,null,null,null,null,null,null,null,null,null,null,null,166120.08549999999,166,"X",120,"DLH",22,"120DLH22",855,1282.5,616,{"$f":"MIN(AP1753,360/'Roof Bay Analysis'!$I$51*AR1753)","v":855},104]
[167088.02919999999,167088.04380000001,167,"X",88,"DLH",17,"88DLH17",292,438,146,{"$f":"MIN(I1758,360/'Roof Bay Analysis'!$I$51*K1758)","v":219},51,null,null,null,null,null,null,null,null,null,null,null,null,null,null,null,null,null,null,null,null,null,167088.02189999999,167,"X",88,"DLH",17,"88DLH17",292,438,146,{"$f":"MIN(AP1758,360/'Roof Bay Analysis'!$I$51*AR1758)","v":219},51]
[167096.03200000001,167096.04800000001,167,"X",96,"DLH",17,"96DLH17",320,480,173,{"$f":"MIN(I1763,360/'Roof Bay Analysis'!$I$51*K1763)","v":259.5},52,null,null,null,null,null,null,null,null,null,null,null,null,null,null,null,null,null,null,null,null,null,167096.02595000001,167,"X",96,"DLH",17,"96DLH17",320,480,173,{"$f":"MIN(AP1763,360/'Roof Bay Analysis'!$I$51*AR1763)","v":259.5},52]
[167096.07019999999,167096.1053,167,"X",96,"DLH",22,"96DLH22",702,1053,362,{"$f":"MIN(I1768,360/'Roof Bay Analysis'!$I$51*K1768)","v":543},102,null,null,null,null,null,null,null,null,null,null,null,null,null,null,null,null,null,null,null,null,null,167096.05429999999,167,"X",96,"DLH",22,"96DLH22",702,1053,362,{"$f":"MIN(AP1768,360/'Roof Bay Analysis'!$I$51*AR1768)","v":543},102]
[167104.0747,167104.11205,167,"X",104,"DLH",22,"104DLH22",747,1120.5,428,{"$f":"MIN(I1773,360/'Roof Bay Analysis'!$I$51*K1773)","v":642},104,null,null,null,null,null,null,null,null,null,null,null,null,null,null,null,null,null,null,null,null,null,167104.06419999999,167,"X",104,"DLH",22,"104DLH22",747,1120.5,428,{"$f":"MIN(AP1773,360/'Roof Bay Analysis'!$I$51*AR1773)","v":642},104]
[167112.05489999999,167112.08235000001,167,"X",112,"DLH",20,"112DLH20",549,823.5,348,{"$f":"MIN(I1776,360/'Roof Bay Analysis'!$I$51*K1776)","v":522},76,null,null,null,null,null,null,null,null,null,null,null,null,null,null,null,null,null,null,null,null,null,167112.05220000001,167,"X",112,"DLH",20,"112DLH20",549,823.5,348,{"$f":"MIN(AP1776,360/'Roof Bay Analysis'!$I$51*AR1776)","v":522},76]
[167112.07870000001,167112.11804999999,167,"X",112,"DLH",22,"112DLH22",787,1180.5,498,{"$f":"MIN(I1778,360/'Roof Bay Analysis'!$I$51*K1778)","v":747},104,null,null,null,null,null,null,null,null,null,null,null,null,null,null,null,null,null,null,null,null,null,167112.0747,167,"X",112,"DLH",22,"112DLH22",787,1180.5,498,{"$f":"MIN(AP1778,360/'Roof Bay Analysis'!$I$51*AR1778)","v":747},104]
[167120.0907,167120.13605,167,"X",120,"DLH",23,"120DLH23",907,1360.5,601,{"$f":"MIN(I1784,360/'Roof Bay Analysis'!$I$51*K1784)","v":901.5},111,null,null,null,null,null,null,null,null,null,null,null,null,null,null,null,null,null,null,null,null,null,167120.09015,167,"X",120,"DLH",23,"120DLH23",907,1360.5,601,{"$f":"MIN(AP1784,360/'Roof Bay Analysis'!$I$51*AR1784)","v":901.5},111]
[168088.03349999999,168088.05025,168,"X",88,"DLH",18,"88DLH18",335,502.5,165,{"$f":"MIN(I1789,360/'Roof Bay Analysis'!$I$51*K1789)","v":247.5},58,null,null,null,null,null,null,null,null,null,null,null,null,null,null,null,null,null,null,null,null,null,168088.02475000001,168,"X",88,"DLH",18,"88DLH18",335,502.5,165,{"$f":"MIN(AP1789,360/'Roof Bay Analysis'!$I$51*AR1789)","v":247.5},58]
[168096.03200000001,168096.04800000001,168,"X",96,"DLH",17,"96DLH17",320,480,173,{"$f":"MIN(I1793,360/'Roof Bay Analysis'!$I$51*K1793)","v":259.5},52,null,null,null,null,null,null,null,null,null,null,null,null,null,null,null,null,null,null,null,null,null,168096.02595000001,168,"X",96,"DLH",17,"96DLH17",320,480,173,{"$f":"MIN(AP1793,360/'Roof Bay Analysis'!$I$51*AR1793)","v":259.5},52]
[168104.03779999999,168104.05669999999,168,"X",{"$f":"VALUE(LEFT(H1799,3))","v":104},{"$f":"MID(H1799,4,LEN(H1799)-5)","v":"DLH"},18,"104DLH18",378,567,233,{"$f":"MIN(I1799,360/'Roof Bay Analysis'!$I$51*K1799)","v":349.5},59,null,null,null,null,null,null,null,null,null,null,null,null,null,null,null,null,null,null,null,null,null,168104.03495,168,"X",{"$f":"VALUE(LEFT(AO1799,3))","v":104},{"$f":"MID(AO1799,4,LEN(AO1799)-5)","v":"DLH"},18,"104DLH18",378,567,233,{"$f":"MIN(AP1799,360/'Roof Bay Analysis'!$I$51*AR1799)","v":349.5},59]
[168104.06469999999,168104.09705000001,168,"X",104,"DLH",21,"104DLH21",647,970.5,368,{"$f":"MIN(I1802,360/'Roof Bay Analysis'!$I$51*K1802)","v":552},90,null,null,null,null,null,null,null,null,null,null,null,null,null,null,null,null,null,null,null,null,null,168104.0552,168,"X",104,"DLH",21,"104DLH21",647,970.5,368,{"$f":"MIN(AP1802,360/'Roof Bay Analysis'!$I$51*AR1802)","v":552},90]
[168112.07870000001,168112.11804999999,168,"X",112,"DLH",22,"112DLH22",787,1180.5,498,{"$f":"MIN(I1808,360/'Roof Bay Analysis'!$I$51*K1808)","v":747},104,null,null,null,null,null,null,null,null,null,null,null,null,null,null,null,null,null,null,null,null,null,168112.0747,168,"X",112,"DLH",22,"112DLH22",787,1180.5,498,{"$f":"MIN(AP1808,360/'Roof Bay Analysis'!$I$51*AR1808)","v":747},104]
[168120.0907,168120.13605,168,"X",120,"DLH",23,"120DLH23",907,1360.5,601,{"$f":"MIN(I1814,360/'Roof Bay Analysis'!$I$51*K1814)","v":901.5},111,null,null,null,null,null,null,null,null,null,null,null,null,null,null,null,null,null,null,null,null,null,168120.09015,168,"X",120,"DLH",23,"120DLH23",907,1360.5,601,{"$f":"MIN(AP1814,360/'Roof Bay Analysis'!$I$51*AR1814)","v":901.5},111]
[169088.03349999999,169088.05025,169,"X",88,"DLH",18,"88DLH18",335,502.5,165,{"$f":"MIN(I1819,360/'Roof Bay Analysis'!$I$51*K1819)","v":247.5},58,null,null,null,null,null,null,null,null,null,null,null,null,null,null,null,null,null,null,null,null,null,169088.02475000001,169,"X",88,"DLH",18,"88DLH18",335,502.5,165,{"$f":"MIN(AP1819,360/'Roof Bay Analysis'!$I$51*AR1819)","v":247.5},58]
[169096.03640000001,169096.0546,169,"X",96,"DLH",18,"96DLH18",364,546,198,{"$f":"MIN(I1824,360/'Roof Bay Analysis'!$I$51*K1824)","v":297},58,null,null,null,null,null,null,null,null,null,null,null,null,null,null,null,null,null,null,null,null,null,169096.02970000001,169,"X",96,"DLH",18,"96DLH18",364,546,198,{"$f":"MIN(AP1824,360/'Roof Bay Analysis'!$I$51*AR1824)","v":297},58]
[169104.03779999999,169104.05669999999,169,"X",{"$f":"VALUE(LEFT(H1829,3))","v":104},{"$f":"MID(H1829,4,LEN(H1829)-5)","v":"DLH"},18,"104DLH18",378,567,233,{"$f":"MIN(I1829,360/'Roof Bay Analysis'!$I$51*K1829)","v":349.5},59,null,null,null,null,null,null,null,null,null,null,null,null,null,null,null,null,null,null,null,null,null,169104.03495,169,"X",{"$f":"VALUE(LEFT(AO1829,3))","v":104},{"$f":"MID(AO1829,4,LEN(AO1829)-5)","v":"DLH"},18,"104DLH18",378,567,233,{"$f":"MIN(AP1829,360/'Roof Bay Analysis'!$I$51*AR1829)","v":349.5},59]
[169104.06469999999,169104.09705000001,169,"X",104,"DLH",21,"104DLH21",647,970.5,368,{"$f":"MIN(I1832,360/'Roof Bay Analysis'!$I$51*K1832)","v":552},90,null,null,null,null,null,null,null,null,null,null,null,null,null,null,null,null,null,null,null,null,null,169104.0552,169,"X",104,"DLH",21,"104DLH21",647,970.5,368,{"$f":"MIN(AP1832,360/'Roof Bay Analysis'!$I$51*AR1832)","v":552},90]
[169104.07949999999,169104.11924999999,169,"X",104,"DLH",23,"104DLH23",795,1192.5,447,{"$f":"MIN(I1834,360/'Roof Bay Analysis'!$I$51*K1834)","v":670.5},109,null,null,null,null,null,null,null,null,null,null,null,null,null,null,null,null,null,null,null,null,null,169104.06705000001,169,"X",104,"DLH",23,"104DLH23",795,1192.5,447,{"$f":"MIN(AP1834,360/'Roof Bay Analysis'!$I$51*AR1834)","v":670.5},109]
[169112.08590000001,169112.12885000001,169,"X",112,"DLH",23,"112DLH23",859,1288.5,522,{"$f":"MIN(I1839,360/'Roof Bay Analysis'!$I$51*K1839)","v":783},110,null,null,null,null,null,null,null,null,null,null,null,null,null,null,null,null,null,null,null,null,null,169112.07829999999,169,"X",112,"DLH",23,"112DLH23",859,1288.5,522,{"$f":"MIN(AP1839,360/'Roof Bay Analysis'!$I$51*AR1839)","v":783},110]
[169120.1073,169120.16094999999,169,"X",120,"DLH",24,"120DLH24",1073,1609.5,728,{"$f":"MIN(I1845,360/'Roof Bay Analysis'!$I$51*K1845)","v":1073},132,null,null,null,null,null,null,null,null,null,null,null,null,null,null,null,null,null,null,null,null,null,169120.1073,169,"X",120,"DLH",24,"120DLH24",1073,1609.5,728,{"$f":"MIN(AP1845,360/'Roof Bay Analysis'!$I$51*AR1845)","v":1073},132]
[170088.03349999999,170088.05025,170,"X",88,"DLH",18,"88DLH18",335,502.5,165,{"$f":"MIN(I1849,360/'Roof Bay Analysis'!$I$51*K1849)","v":247.5},58,null,null,null,null,null,null,null,null,null,null,null,null,null,null,null,null,null,null,null,null,null,170088.02475000001,170,"X",88,"DLH",18,"88DLH18",335,502.5,165,{"$f":"MIN(AP1849,360/'Roof Bay Analysis'!$I$51*AR1849)","v":247.5},58]
[170096.03640000001,170096.0546,170,"X",96,"DLH",18,"96DLH18",364,546,198,{"$f":"MIN(I1854,360/'Roof Bay Analysis'!$I$51*K1854)","v":297},58,null,null,null,null,null,null,null,null,null,null,null,null,null,null,null,null,null,null,null,null,null,170096.02970000001,170,"X",96,"DLH",18,"96DLH18",364,546,198,{"$f":"MIN(AP1854,360/'Roof Bay Analysis'!$I$51*AR1854)","v":297},58]
[170096.07019999999,170096.1053,170,"X",96,"DLH",22,"96DLH22",702,1053,362,{"$f":"MIN(I1858,360/'Roof Bay Analysis'!$I$51*K1858)","v":543},102,null,null,null,null,null,null,null,null,null,null,null,null,null,null,null,null,null,null,null,null,null,170096.05429999999,170,"X",96,"DLH",22,"96DLH22",702,1053,362,{"$f":"MIN(AP1858,360/'Roof Bay Analysis'!$I$51*AR1858)","v":543},102]
[170104.07949999999,170104.11924999999,170,"X",104,"DLH",23,"104DLH23",795,1192.5,447,{"$f":"MIN(I1864,360/'Roof Bay Analysis'!$I$51*K1864)","v":670.5},109,null,null,null,null,null,null,null,null,null,null,null,null,null,null,null,null,null,null,null,null,null,170104.06705000001,170,"X",104,"DLH",23,"104DLH23",795,1192.5,447,{"$f":"MIN(AP1864,360/'Roof Bay Analysis'!$I$51*AR1864)","v":670.5},109]
[170112.08590000001,170112.12885000001,170,"X",112,"DLH",23,"112DLH23",859,1288.5,522,{"$f":"MIN(I1869,360/'Roof Bay Analysis'!$I$51*K1869)","v":783},110,null,null,null,null,null,null,null,null,null,null,null,null,null,null,null,null,null,null,null,null,null,170112.07829999999,170,"X",112,"DLH",23,"112DLH23",859,1288.5,522,{"$f":"MIN(AP1869,360/'Roof Bay Analysis'!$I$51*AR1869)","v":783},110]
[170120.1073,170120.16094999999,170,"X",120,"DLH",24,"120DLH24",1073,1609.5,728,{"$f":"MIN(I1875,360/'Roof Bay Analysis'!$I$51*K1875)","v":1073},132,null,null,null,null,null,null,null,null,null,null,null,null,null,null,null,null,null,null,null,null,null,170120.1073,170,"X",120,"DLH",24,"120DLH24",1073,1609.5,728,{"$f":"MIN(AP1875,360/'Roof Bay Analysis'!$I$51*AR1875)","v":1073},132]
[171088.03159999999,171088.04740000001,171,"X",88,"DLH",18,"88DLH18",316,474,152,{"$f":"MIN(I1879,360/'Roof Bay Analysis'!$I$51*K1879)","v":228},58,null,null,null,null,null,null,null,null,null,null,null,null,null,null,null,null,null,null,null,null,null,171088.02280000001,171,"X",88,"DLH",18,"88DLH18",316,474,152,{"$f":"MIN(AP1879,360/'Roof Bay Analysis'!$I$51*AR1879)","v":228},58]
[171096.04010000001,171096.06015,171,"X",96,"DLH",19,"96DLH19",401,601.5,206,{"$f":"MIN(I1885,360/'Roof Bay Analysis'!$I$51*K1885)","v":309},66,null,null,null,null,null,null,null,null,null,null,null,null,null,null,null,null,null,null,null,null,null,171096.03090000001,171,"X",96,"DLH",19,"96DLH19",401,601.5,206,{"$f":"MIN(AP1885,360/'Roof Bay Analysis'!$I$51*AR1885)","v":309},66]
[171096.06640000001,171096.09959999999,171,"X",96,"DLH",22,"96DLH22",664,996,332,{"$f":"MIN(I1888,360/'Roof Bay Analysis'!$I$51*K1888)","v":498},102,null,null,null,null,null,null,null,null,null,null,null,null,null,null,null,null,null,null,null,null,null,171096.04980000001,171,"X",96,"DLH",22,"96DLH22",664,996,332,{"$f":"MIN(AP1888,360/'Roof Bay Analysis'!$I$51*AR1888)","v":498},102]
[171104.07500000001,171104.11249999999,171,"X",104,"DLH",23,"104DLH23",750,1125,410,{"$f":"MIN(I1894,360/'Roof Bay Analysis'!$I$51*K1894)","v":615},109,null,null,null,null,null,null,null,null,null,null,null,null,null,null,null,null,null,null,null,null,null,171104.06150000001,171,"X",104,"DLH",23,"104DLH23",750,1125,410,{"$f":"MIN(AP1894,360/'Roof Bay Analysis'!$I$51*AR1894)","v":615},109]
[171112.04509999999,171112.06765000001,171,"X",112,"DLH",19,"112DLH19",451,676.5,281,{"$f":"MIN(I1895,360/'Roof Bay Analysis'!$I$51*K1895)","v":421.5},67,null,null,null,null,null,null,null,null,null,null,null,null,null,null,null,null,null,null,null,null,null,171112.04214999999,171,"X",112,"DLH",19,"112DLH19",451,676.5,281,{"$f":"MIN(AP1895,360/'Roof Bay Analysis'!$I$51*AR1895)","v":421.5},67]
[171120.05379999999,171120.08069999999,171,"X",120,"DLH",20,"120DLH20",538,807,367,{"$f":"MIN(I1901,360/'Roof Bay Analysis'!$I$51*K1901)","v":538},77,null,null,null,null,null,null,null,null,null,null,null,null,null,null,null,null,null,null,null,null,null,171120.05379999999,171,"X",120,"DLH",20,"120DLH20",538,807,367,{"$f":"MIN(AP1901,360/'Roof Bay Analysis'!$I$51*AR1901)","v":538},77]
[171120.0858,171120.1287,171,"X",120,"DLH",23,"120DLH23",858,1287,551,{"$f":"MIN(I1904,360/'Roof Bay Analysis'!$I$51*K1904)","v":826.5},111,null,null,null,null,null,null,null,null,null,null,null,null,null,null,null,null,null,null,null,null,null,171120.08265,171,"X",120,"DLH",23,"120DLH23",858,1287,551,{"$f":"MIN(AP1904,360/'Roof Bay Analysis'!$I$51*AR1904)","v":826.5},111]
[172088.03640000001,172088.0546,172,"X",88,"DLH",19,"88DLH19",364,546,172,{"$f":"MIN(I1910,360/'Roof Bay Analysis'!$I$51*K1910)","v":258},65,null,null,null,null,null,null,null,null,null,null,null,null,null,null,null,null,null,null,null,null,null,172088.0258,172,"X",88,"DLH",19,"88DLH19",364,546,172,{"$f":"MIN(AP1910,360/'Roof Bay Analysis'!$I$51*AR1910)","v":258},65]
[172096.0344,172096.05160000001,172,"X",96,"DLH",18,"96DLH18",344,516,181,{"$f":"MIN(I1914,360/'Roof Bay Analysis'!$I$51*K1914)","v":271.5},58,null,null,null,null,null,null,null,null,null,null,null,null,null,null,null,null,null,null,null,null,null,172096.02715000001,172,"X",96,"DLH",18,"96DLH18",344,516,181,{"$f":"MIN(AP1914,360/'Roof Bay Analysis'!$I$51*AR1914)","v":271.5},58]
[172104.04319999999,172104.06479999999,172,"X",104,"DLH",19,"104DLH19",432,648,242,{"$f":"MIN(I1920,360/'Roof Bay Analysis'!$I$51*K1920)","v":363},67,null,null,null,null,null,null,null,null,null,null,null,null,null,null,null,null,null,null,null,null,null,172104.03630000001,172,"X",104,"DLH",19,"104DLH19",432,648,242,{"$f":"MIN(AP1920,360/'Roof Bay Analysis'!$I$51*AR1920)","v":363},67]
[172112.04509999999,172112.06765000001,172,"X",112,"DLH",{"$f":"VALUE(RIGHT(H1925,2))","v":19},"112DLH19",451,676.5,281,{"$f":"MIN(I1925,360/'Roof Bay Analysis'!$I$51*K1925)","v":421.5},67,null,null,null,null,null,null,null,null,null,null,null,null,null,null,null,null,null,null,null,null,null,172112.04214999999,172,"X",112,"DLH",{"$f":"VALUE(RIGHT(AO1925,2))","v":19},"112DLH19",451,676.5,281,{"$f":"MIN(AP1925,360/'Roof Bay Analysis'!$I$51*AR1925)","v":421.5},67]
[172120.05379999999,172120.08069999999,172,"X",120,"DLH",20,"120DLH20",538,807,367,{"$f":"MIN(I1931,360/'Roof Bay Analysis'!$I$51*K1931)","v":538},77,null,null,null,null,null,null,null,null,null,null,null,null,null,null,null,null,null,null,null,null,null,172120.05379999999,172,"X",120,"DLH",20,"120DLH20",538,807,367,{"$f":"MIN(AP1931,360/'Roof Bay Analysis'!$I$51*AR1931)","v":538},77]
[172120.10149999999,172120.15225000001,172,"X",120,"DLH",24,"120DLH24",1015,1522.5,667,{"$f":"MIN(I1935,360/'Roof Bay Analysis'!$I$51*K1935)","v":1000.5},132,null,null,null,null,null,null,null,null,null,null,null,null,null,null,null,null,null,null,null,null,null,172120.10005000001,172,"X",120,"DLH",24,"120DLH24",1015,1522.5,667,{"$f":"MIN(AP1935,360/'Roof Bay Analysis'!$I$51*AR1935)","v":1000.5},132]
[173088.03640000001,173088.0546,173,"X",88,"DLH",19,"88DLH19",364,546,172,{"$f":"MIN(I1940,360/'Roof Bay Analysis'!$I$51*K1940)","v":258},65,null,null,null,null,null,null,null,null,null,null,null,null,null,null,null,null,null,null,null,null,null,173088.0258,173,"X",88,"DLH",19,"88DLH19",364,546,172,{"$f":"MIN(AP1940,360/'Roof Bay Analysis'!$I$51*AR1940)","v":258},65]
[173096.0344,173096.05160000001,173,"X",96,"DLH",18,"96DLH18",344,516,181,{"$f":"MIN(I1944,360/'Roof Bay Analysis'!$I$51*K1944)","v":271.5},58,null,null,null,null,null,null,null,null,null,null,null,null,null,null,null,null,null,null,null,null,null,173096.02715000001,173,"X",96,"DLH",18,"96DLH18",344,516,181,{"$f":"MIN(AP1944,360/'Roof Bay Analysis'!$I$51*AR1944)","v":271.5},58]
[173104.04319999999,173104.06479999999,173,"X",104,"DLH",19,"104DLH19",432,648,242,{"$f":"MIN(I1950,360/'Roof Bay Analysis'!$I$51*K1950)","v":363},67,null,null,null,null,null,null,null,null,null,null,null,null,null,null,null,null,null,null,null,null,null,173104.03630000001,173,"X",104,"DLH",19,"104DLH19",432,648,242,{"$f":"MIN(AP1950,360/'Roof Bay Analysis'!$I$51*AR1950)","v":363},67]
[173112.04509999999,173112.06765000001,173,"X",112,"DLH",19,"112DLH19",451,676.5,281,{"$f":"MIN(I1955,360/'Roof Bay Analysis'!$I$51*K1955)","v":421.5},67,null,null,null,null,null,null,null,null,null,null,null,null,null,null,null,null,null,null,null,null,null,173112.04214999999,173,"X",112,"DLH",19,"112DLH19",451,676.5,281,{"$f":"MIN(AP1955,360/'Roof Bay Analysis'!$I$51*AR1955)","v":421.5},67]
[173112.0644,173112.09659999999,173,"X",112,"DLH",21,"112DLH21",644,966,393,{"$f":"MIN(I1957,360/'Roof Bay Analysis'!$I$51*K1957)","v":589.5},91,null,null,null,null,null,null,null,null,null,null,null,null,null,null,null,null,null,null,null,null,null,173112.05895000001,173,"X",112,"DLH",21,"112DLH21",644,966,393,{"$f":"MIN(AP1957,360/'Roof Bay Analysis'!$I$51*AR1957)","v":589.5},91]
[173112.09700000001,173112.14550000001,173,"X",112,"DLH",24,"112DLH24",970,1455,579,{"$f":"MIN(I1960,360/'Roof Bay Analysis'!$I$51*K1960)","v":868.5},131,null,null,null,null,null,null,null,null,null,null,null,null,null,null,null,null,null,null,null,null,null,173112.08684999999,173,"X",112,"DLH",24,"112DLH24",970,1455,579,{"$f":"MIN(AP1960,360/'Roof Bay Analysis'!$I$51*AR1960)","v":868.5},131]
[173120.10149999999,173120.15225000001,173,"X",120,"DLH",24,"120DLH24",1015,1522.5,667,{"$f":"MIN(I1965,360/'Roof Bay Analysis'!$I$51*K1965)","v":1000.5},132,null,null,null,null,null,null,null,null,null,null,null,null,null,null,null,null,null,null,null,null,null,173120.10005000001,173,"X",120,"DLH",24,"120DLH24",1015,1522.5,667,{"$f":"MIN(AP1965,360/'Roof Bay Analysis'!$I$51*AR1965)","v":1000.5},132]
[174088.03640000001,174088.0546,174,"X",88,"DLH",19,"88DLH19",364,546,172,{"$f":"MIN(I1970,360/'Roof Bay Analysis'!$I$51*K1970)","v":258},65,null,null,null,null,null,null,null,null,null,null,null,null,null,null,null,null,null,null,null,null,null,174088.0258,174,"X",88,"DLH",19,"88DLH19",364,546,172,{"$f":"MIN(AP1970,360/'Roof Bay Analysis'!$I$51*AR1970)","v":258},65]
[174096.04010000001,174096.06015,174,"X",96,"DLH",19,"96DLH19",401,601.5,206,{"$f":"MIN(I1975,360/'Roof Bay Analysis'!$I$51*K1975)","v":309},66,null,null,null,null,null,null,null,null,null,null,null,null,null,null,null,null,null,null,null,null,null,174096.03090000001,174,"X",96,"DLH",19,"96DLH19",401,601.5,206,{"$f":"MIN(AP1975,360/'Roof Bay Analysis'!$I$51*AR1975)","v":309},66]
[174104.04930000001,174104.07394999999,174,"X",104,"DLH",20,"104DLH20",493,739.5,274,{"$f":"MIN(I1981,360/'Roof Bay Analysis'!$I$51*K1981)","v":411},75,null,null,null,null,null,null,null,null,null,null,null,null,null,null,null,null,null,null,null,null,null,174104.0411,174,"X",104,"DLH",20,"104DLH20",493,739.5,274,{"$f":"MIN(AP1981,360/'Roof Bay Analysis'!$I$51*AR1981)","v":411},75]
[174112.0644,174112.09659999999,174,"X",112,"DLH",21,"112DLH21",644,966,393,{"$f":"MIN(I1987,360/'Roof Bay Analysis'!$I$51*K1987)","v":589.5},91,null,null,null,null,null,null,null,null,null,null,null,null,null,null,null,null,null,null,null,null,null,174112.05895000001,174,"X",112,"DLH",21,"112DLH21",644,966,393,{"$f":"MIN(AP1987,360/'Roof Bay Analysis'!$I$51*AR1987)","v":589.5},91]
[174112.09700000001,174112.14550000001,174,"X",112,"DLH",24,"112DLH24",970,1455,579,{"$f":"MIN(I1990,360/'Roof Bay Analysis'!$I$51*K1990)","v":868.5},131,null,null,null,null,null,null,null,null,null,null,null,null,null,null,null,null,null,null,null,null,null,174112.08684999999,174,"X",112,"DLH",24,"112DLH24",970,1455,579,{"$f":"MIN(AP1990,360/'Roof Bay Analysis'!$I$51*AR1990)","v":868.5},131]
[174120.1165,174120.17475000001,174,"X",120,"DLH",25,"120DLH25",1165,1747.5,782,{"$f":"MIN(I1996,360/'Roof Bay Analysis'!$I$51*K1996)","v":1165},152,null,null,null,null,null,null,null,null,null,null,null,null,null,null,null,null,null,null,null,null,null,174120.1165,174,"X",120,"DLH",25,"120DLH25",1165,1747.5,782,{"$f":"MIN(AP1996,360/'Roof Bay Analysis'!$I$51*AR1996)","v":1165},152]
[175088.03640000001,175088.0546,175,"X",88,"DLH",19,"88DLH19",364,546,172,{"$f":"MIN(I2000,360/'Roof Bay Analysis'!$I$51*K2000)","v":258},65,null,null,null,null,null,null,null,null,null,null,null,null,null,null,null,null,null,null,null,null,null,175088.0258,175,"X",88,"DLH",19,"88DLH19",364,546,172,{"$f":"MIN(AP2000,360/'Roof Bay Analysis'!$I$51*AR2000)","v":258},65]
[175096.04010000001,175096.06015,175,"X",96,"DLH",19,"96DLH19",401,601.5,206,{"$f":"MIN(I2005,360/'Roof Bay Analysis'!$I$51*K2005)","v":309},66,null,null,null,null,null,null,null,null,null,null,null,null,null,null,null,null,null,null,null,null,null,175096.03090000001,175,"X",96,"DLH",19,"96DLH19",401,601.5,206,{"$f":"MIN(AP2005,360/'Roof Bay Analysis'!$I$51*AR2005)","v":309},66]
[175104.04930000001,175104.07394999999,175,"X",104,"DLH",20,"104DLH20",493,739.5,274,{"$f":"MIN(I2011,360/'Roof Bay Analysis'!$I$51*K2011)","v":411},75,null,null,null,null,null,null,null,null,null,null,null,null,null,null,null,null,null,null,null,null,null,175104.0411,175,"X",104,"DLH",20,"104DLH20",493,739.5,274,{"$f":"MIN(AP2011,360/'Roof Bay Analysis'!$I$51*AR2011)","v":411},75]
[175104.07060000001,175104.1059,175,"X",104,"DLH",22,"104DLH22",706,1059,392,{"$f":"MIN(I2013,360/'Roof Bay Analysis'!$I$51*K2013)","v":588},104,null,null,null,null,null,null,null,null,null,null,null,null,null,null,null,null,null,null,null,null,null,175104.0588,175,"X",104,"DLH",22,"104DLH22",706,1059,392,{"$f":"MIN(AP2013,360/'Roof Bay Analysis'!$I$51*AR2013)","v":588},104]
[175112.052,175112.07800000001,175,"X",112,"DLH",20,"112DLH20",520,780,319,{"$f":"MIN(I2016,360/'Roof Bay Analysis'!$I$51*K2016)","v":478.5},76,null,null,null,null,null,null,null,null,null,null,null,null,null,null,null,null,null,null,null,null,null,175112.04785,175,"X",112,"DLH",20,"112DLH20",520,780,319,{"$f":"MIN(AP2016,360/'Roof Bay Analysis'!$I$51*AR2016)","v":478.5},76]
[175120.05379999999,175120.08069999999,175,"X",120,"DLH",20,"120DLH20",538,807,367,{"$f":"MIN(I2021,360/'Roof Bay Analysis'!$I$51*K2021)","v":538},77,null,null,null,null,null,null,null,null,null,null,null,null,null,null,null,null,null,null,null,null,null,175120.05379999999,175,"X",120,"DLH",20,"120DLH20",538,807,367,{"$f":"MIN(AP2021,360/'Roof Bay Analysis'!$I$51*AR2021)","v":538},77]
[175120.1165,175120.17475000001,175,"X",120,"DLH",25,"120DLH25",1165,1747.5,782,{"$f":"MIN(I2026,360/'Roof Bay Analysis'!$I$51*K2026)","v":1165},152,null,null,null,null,null,null,null,null,null,null,null,null,null,null,null,null,null,null,null,null,null,175120.1165,175,"X",120,"DLH",25,"120DLH25",1165,1747.5,782,{"$f":"MIN(AP2026,360/'Roof Bay Analysis'!$I$51*AR2026)","v":1165},152]
[176096.0539,176096.08085,176,"X",96,"DLH",21,"96DLH21",539,808.5,263,{"$f":"MIN(I2031,360/'Roof Bay Analysis'!$I$51*K2031)","v":394.5},90,null,null,null,null,null,null,null,null,null,null,null,null,null,null,null,null,null,null,null,null,null,176096.03945000001,176,"X",96,"DLH",21,"96DLH21",539,808.5,263,{"$f":"MIN(AP2031,360/'Roof Bay Analysis'!$I$51*AR2031)","v":394.5},90]
[176104.05780000001,176104.08670000001,176,"X",104,"DLH",21,"104DLH21",578,867,307,{"$f":"MIN(I2036,360/'Roof Bay Analysis'!$I$51*K2036)","v":460.5},90,null,null,null,null,null,null,null,null,null,null,null,null,null,null,null,null,null,null,null,null,null,176104.04605,176,"X",104,"DLH",21,"104DLH21",578,867,307,{"$f":"MIN(AP2036,360/'Roof Bay Analysis'!$I$51*AR2036)","v":460.5},90]
[176112.0765,176112.11475000001,176,"X",112,"DLH",23,"112DLH23",765,1147.5,439,{"$f":"MIN(I2043,360/'Roof Bay Analysis'!$I$51*K2043)","v":658.5},110,null,null,null,null,null,null,null,null,null,null,null,null,null,null,null,null,null,null,null,null,null,176112.06585000001,176,"X",112,"DLH",23,"112DLH23",765,1147.5,439,{"$f":"MIN(AP2043,360/'Roof Bay Analysis'!$I$51*AR2043)","v":658.5},110]
[176120.06390000001,176120.09585000001,176,"X",120,"DLH",21,"120DLH21",639,958.5,416,{"$f":"MIN(I2046,360/'Roof Bay Analysis'!$I$51*K2046)","v":624},92,null,null,null,null,null,null,null,null,null,null,null,null,null,null,null,null,null,null,null,null,null,176120.0624,176,"X",120,"DLH",21,"120DLH21",639,958.5,416,{"$f":"MIN(AP2046,360/'Roof Bay Analysis'!$I$51*AR2046)","v":624},92]
[177096.02840000001,177096.04259999999,177,"X",{"$f":"VALUE(LEFT(H2051,2))","v":96},{"$f":"MID(H2051,3,LEN(H2051)-4)","v":"DLH"},17,"96DLH17",284,426,146,{"$f":"MIN(I2051,360/'Roof Bay Analysis'!$I$51*K2051)","v":219},52,null,null,null,null,null,null,null,null,null,null,null,null,null,null,null,null,null,null,null,null,null,177096.02189999999,177,"X",{"$f":"VALUE(LEFT(AO2051,2))","v":96},{"$f":"MID(AO2051,3,LEN(AO2051)-4)","v":"DLH"},17,"96DLH17",284,426,146,{"$f":"MIN(AP2051,360/'Roof Bay Analysis'!$I$51*AR2051)","v":219},52]
[177096.06270000001,177096.09405000001,177,"X",96,"DLH",22,"96DLH22",627,940.5,305,{"$f":"MIN(I2056,360/'Roof Bay Analysis'!$I$51*K2056)","v":457.5},102,null,null,null,null,null,null,null,null,null,null,null,null,null,null,null,null,null,null,null,null,null,177096.04574999999,177,"X",96,"DLH",22,"96DLH22",627,940.5,305,{"$f":"MIN(AP2056,360/'Roof Bay Analysis'!$I$51*AR2056)","v":457.5},102]
[177104.0668,177104.10019999999,177,"X",104,"DLH",22,"104DLH22",668,1002,359,{"$f":"MIN(I2061,360/'Roof Bay Analysis'!$I$51*K2061)","v":538.5},104,null,null,null,null,null,null,null,null,null,null,null,null,null,null,null,null,null,null,null,null,null,177104.05385,177,"X",104,"DLH",22,"104DLH22",668,1002,359,{"$f":"MIN(AP2061,360/'Roof Bay Analysis'!$I$51*AR2061)","v":538.5},104]
[177112.0705,177112.10574999999,177,"X",112,"DLH",22,"112DLH22",705,1057.5,419,{"$f":"MIN(I2066,360/'Roof Bay Analysis'!$I$51*K2066)","v":628.5},104,null,null,null,null,null,null,null,null,null,null,null,null,null,null,null,null,null,null,null,null,null,177112.06284999999,177,"X",112,"DLH",22,"112DLH22",705,1057.5,419,{"$f":"MIN(AP2066,360/'Roof Bay Analysis'!$I$51*AR2066)","v":628.5},104]
[177120.05100000001,177120.0765,177,"X",120,"DLH",20,"120DLH20",510,765,338,{"$f":"MIN(I2069,360/'Roof Bay Analysis'!$I$51*K2069)","v":507},77,null,null,null,null,null,null,null,null,null,null,null,null,null,null,null,null,null,null,null,null,null,177120.05069999999,177,"X",120,"DLH",20,"120DLH20",510,765,338,{"$f":"MIN(AP2069,360/'Roof Bay Analysis'!$I$51*AR2069)","v":507},77]
[178096.03260000001,178096.04889999999,178,"X",96,"DLH",18,"96DLH18",326,489,166,{"$f":"MIN(I2076,360/'Roof Bay Analysis'!$I$51*K2076)","v":249},58,null,null,null,null,null,null,null,null,null,null,null,null,null,null,null,null,null,null,null,null,null,178096.02489999999,178,"X",96,"DLH",18,"96DLH18",326,489,166,{"$f":"MIN(AP2076,360/'Roof Bay Analysis'!$I$51*AR2076)","v":249},58]
[178096.03779999999,178096.05669999999,178,"X",96,"DLH",19,"96DLH19",378,567,189,{"$f":"MIN(I2077,360/'Roof Bay Analysis'!$I$51*K2077)","v":283.5},66,null,null,null,null,null,null,null,null,null,null,null,null,null,null,null,null,null,null,null,null,null,178096.02835000001,178,"X",96,"DLH",19,"96DLH19",378,567,189,{"$f":"MIN(AP2077,360/'Roof Bay Analysis'!$I$51*AR2077)","v":283.5},66]
[178104.04089999999,178104.06135,178,"X",104,"DLH",19,"104DLH19",409,613.5,222,{"$f":"MIN(I2082,360/'Roof Bay Analysis'!$I$51*K2082)","v":333},67,null,null,null,null,null,null,null,null,null,null,null,null,null,null,null,null,null,null,null,null,null,178104.03330000001,178,"X",104,"DLH",19,"104DLH19",409,613.5,222,{"$f":"MIN(AP2082,360/'Roof Bay Analysis'!$I$51*AR2082)","v":333},67]
[178104.07079999999,178104.10620000001,178,"X",104,"DLH",23,"104DLH23",708,1062,377,{"$f":"MIN(I2086,360/'Roof Bay Analysis'!$I$51*K2086)","v":565.5},109,null,null,null,null,null,null,null,null,null,null,null,null,null,null,null,null,null,null,null,null,null,178104.05655000001,178,"X",104,"DLH",23,"104DLH23",708,1062,377,{"$f":"MIN(AP2086,360/'Roof Bay Analysis'!$I$51*AR2086)","v":565.5},109]
[178112.0919,178112.13785,178,"X",112,"DLH",24,"112DLH24",919,1378.5,532,{"$f":"MIN(I2092,360/'Roof Bay Analysis'!$I$51*K2092)","v":798},131,null,null,null,null,null,null,null,null,null,null,null,null,null,null,null,null,null,null,null,null,null,178112.07980000001,178,"X",112,"DLH",24,"112DLH24",919,1378.5,532,{"$f":"MIN(AP2092,360/'Roof Bay Analysis'!$I$51*AR2092)","v":798},131]
[179096.02840000001,179096.04259999999,179,"X",{"$f":"VALUE(LEFT(H2099,2))","v":96},{"$f":"MID(H2099,3,LEN(H2099)-4)","v":"DLH"},17,"96DLH17",284,426,146,{"$f":"MIN(I2099,360/'Roof Bay Analysis'!$I$51*K2099)","v":219},52,null,null,null,null,null,null,null,null,null,null,null,null,null,null,null,null,null,null,null,null,null,179096.02189999999,179,"X",{"$f":"VALUE(LEFT(AO2099,2))","v":96},{"$f":"MID(AO2099,3,LEN(AO2099)-4)","v":"DLH"},17,"96DLH17",284,426,146,{"$f":"MIN(AP2099,360/'Roof Bay Analysis'!$I$51*AR2099)","v":219},52]
[179096.0428,179096.06419999999,179,"X",96,"DLH",20,"96DLH20",428,642,214,{"$f":"MIN(I2102,360/'Roof Bay Analysis'!$I$51*K2102)","v":321},74,null,null,null,null,null,null,null,null,null,null,null,null,null,null,null,null,null,null,null,null,null,179096.03210000001,179,"X",96,"DLH",20,"96DLH20",428,642,214,{"$f":"MIN(AP2102,360/'Roof Bay Analysis'!$I$51*AR2102)","v":321},74]
[179104.0465,179104.06975,179,"X",104,"DLH",20,"104DLH20",465,697.5,251,{"$f":"MIN(I2107,360/'Roof Bay Analysis'!$I$51*K2107)","v":376.5},75,null,null,null,null,null,null,null,null,null,null,null,null,null,null,null,null,null,null,null,null,null,179104.03765000001,179,"X",104,"DLH",20,"104DLH20",465,697.5,251,{"$f":"MIN(AP2107,360/'Roof Bay Analysis'!$I$51*AR2107)","v":376.5},75]
[179112.04930000001,179112.07394999999,179,"X",112,"DLH",20,"112DLH20",493,739.5,293,{"$f":"MIN(I2112,360/'Roof Bay Analysis'!$I$51*K2112)","v":439.5},76,null,null,null,null,null,null,null,null,null,null,null,null,null,null,null,null,null,null,null,null,null,179112.04394999999,179,"X",112,"DLH",20,"112DLH20",493,739.5,293,{"$f":"MIN(AP2112,360/'Roof Bay Analysis'!$I$51*AR2112)","v":439.5},76]
[179120.05100000001,179120.0765,179,"X",120,"DLH",{"$f":"VALUE(RIGHT(H2117,2))","v":20},"120DLH20",510,765,338,{"$f":"MIN(I2117,360/'Roof Bay Analysis'!$I$51*K2117)","v":507},77,null,null,null,null,null,null,null,null,null,null,null,null,null,null,null,null,null,null,null,null,null,179120.05069999999,179,"X",120,"DLH",{"$f":"VALUE(RIGHT(AO2117,2))","v":20},"120DLH20",510,765,338,{"$f":"MIN(AP2117,360/'Roof Bay Analysis'!$I$51*AR2117)","v":507},77]
[179120.11040000001,179120.16560000001,179,"X",120,"DLH",25,"120DLH25",1104,1656,718,{"$f":"MIN(I2122,360/'Roof Bay Analysis'!$I$51*K2122)","v":1077},152,null,null,null,null,null,null,null,null,null,null,null,null,null,null,null,null,null,null,null,null,null,179120.10769999999,179,"X",120,"DLH",25,"120DLH25",1104,1656,718,{"$f":"MIN(AP2122,360/'Roof Bay Analysis'!$I$51*AR2122)","v":1077},152]
[180096.03779999999,180096.05669999999,180,"X",96,"DLH",19,"96DLH19",378,567,189,{"$f":"MIN(I2125,360/'Roof Bay Analysis'!$I$51*K2125)","v":283.5},66,null,null,null,null,null,null,null,null,null,null,null,null,null,null,null,null,null,null,null,null,null,180096.02835000001,180,"X",96,"DLH",19,"96DLH19",378,567,189,{"$f":"MIN(AP2125,360/'Roof Bay Analysis'!$I$51*AR2125)","v":283.5},66]
[180104.05780000001,180104.08670000001,180,"X",104,"DLH",21,"104DLH21",578,867,307,{"$f":"MIN(I2132,360/'Roof Bay Analysis'!$I$51*K2132)","v":460.5},90,null,null,null,null,null,null,null,null,null,null,null,null,null,null,null,null,null,null,null,null,null,180104.04605,180,"X",104,"DLH",21,"104DLH21",578,867,307,{"$f":"MIN(AP2132,360/'Roof Bay Analysis'!$I$51*AR2132)","v":460.5},90]
[180112.06099999999,180112.09150000001,180,"X",112,"DLH",21,"112DLH21",610,915,361,{"$f":"MIN(I2137,360/'Roof Bay Analysis'!$I$51*K2137)","v":541.5},91,null,null,null,null,null,null,null,null,null,null,null,null,null,null,null,null,null,null,null,null,null,180112.05415000001,180,"X",112,"DLH",21,"112DLH21",610,915,361,{"$f":"MIN(AP2137,360/'Roof Bay Analysis'!$I$51*AR2137)","v":541.5},91]
[180112.0705,180112.10574999999,180,"X",112,"DLH",22,"112DLH22",705,1057.5,419,{"$f":"MIN(I2138,360/'Roof Bay Analysis'!$I$51*K2138)","v":628.5},104,null,null,null,null,null,null,null,null,null,null,null,null,null,null,null,null,null,null,null,null,null,180112.06284999999,180,"X",112,"DLH",22,"112DLH22",705,1057.5,419,{"$f":"MIN(AP2138,360/'Roof Bay Analysis'!$I$51*AR2138)","v":628.5},104]
[180120.06390000001,180120.09585000001,180,"X",120,"DLH",21,"120DLH21",639,958.5,416,{"$f":"MIN(I2142,360/'Roof Bay Analysis'!$I$51*K2142)","v":624},92,null,null,null,null,null,null,null,null,null,null,null,null,null,null,null,null,null,null,null,null,null,180120.0624,180,"X",120,"DLH",21,"120DLH21",639,958.5,416,{"$f":"MIN(AP2142,360/'Roof Bay Analysis'!$I$51*AR2142)","v":624},92]
[181096.0269,181096.04035,181,"X",{"$f":"VALUE(LEFT(H2147,2))","v":96},{"$f":"MID(H2147,3,LEN(H2147)-4)","v":"DLH"},17,"96DLH17",269,403.5,134,{"$f":"MIN(I2147,360/'Roof Bay Analysis'!$I$51*K2147)","v":201},52,null,null,null,null,null,null,null,null,null,null,null,null,null,null,null,null,null,null,null,null,null,181096.02009999999,181,"X",{"$f":"VALUE(LEFT(AO2147,2))","v":96},{"$f":"MID(AO2147,3,LEN(AO2147)-4)","v":"DLH"},17,"96DLH17",269,403.5,134,{"$f":"MIN(AP2147,360/'Roof Bay Analysis'!$I$51*AR2147)","v":201},52]
[181104.04399999999,181104.06599999999,181,"X",104,"DLH",20,"104DLH20",440,660,232,{"$f":"MIN(I2155,360/'Roof Bay Analysis'!$I$51*K2155)","v":348},75,null,null,null,null,null,null,null,null,null,null,null,null,null,null,null,null,null,null,null,null,null,181104.03479999999,181,"X",104,"DLH",20,"104DLH20",440,660,232,{"$f":"MIN(AP2155,360/'Roof Bay Analysis'!$I$51*AR2155)","v":348},75]
[181104.06330000001,181104.09495,181,"X",104,"DLH",22,"104DLH22",633,949.5,331,{"$f":"MIN(I2157,360/'Roof Bay Analysis'!$I$51*K2157)","v":496.5},104,null,null,null,null,null,null,null,null,null,null,null,null,null,null,null,null,null,null,null,null,null,181104.04965,181,"X",104,"DLH",22,"104DLH22",633,949.5,331,{"$f":"MIN(AP2157,360/'Roof Bay Analysis'!$I$51*AR2157)","v":496.5},104]
[181112.0668,181112.10019999999,181,"X",112,"DLH",22,"112DLH22",668,1002,386,{"$f":"MIN(I2162,360/'Roof Bay Analysis'!$I$51*K2162)","v":579},104,null,null,null,null,null,null,null,null,null,null,null,null,null,null,null,null,null,null,null,null,null,181112.05790000001,181,"X",112,"DLH",22,"112DLH22",668,1002,386,{"$f":"MIN(AP2162,360/'Roof Bay Analysis'!$I$51*AR2162)","v":579},104]
[181120.07709999999,181120.11564999999,181,"X",120,"DLH",23,"120DLH23",771,1156.5,466,{"$f":"MIN(I2168,360/'Roof Bay Analysis'!$I$51*K2168)","v":699},111,null,null,null,null,null,null,null,null,null,null,null,null,null,null,null,null,null,null,null,null,null,181120.0699,181,"X",120,"DLH",23,"120DLH23",771,1156.5,466,{"$f":"MIN(AP2168,360/'Roof Bay Analysis'!$I$51*AR2168)","v":699},111]
[182096.03080000001,182096.04620000001,182,"X",96,"DLH",18,"96DLH18",308,462,153,{"$f":"MIN(I2172,360/'Roof Bay Analysis'!$I$51*K2172)","v":229.5},58,null,null,null,null,null,null,null,null,null,null,null,null,null,null,null,null,null,null,null,null,null,182096.02295000001,182,"X",96,"DLH",18,"96DLH18",308,462,153,{"$f":"MIN(AP2172,360/'Roof Bay Analysis'!$I$51*AR2172)","v":229.5},58]
[182104.0387,182104.05804999999,182,"X",104,"DLH",19,"104DLH19",387,580.5,204,{"$f":"MIN(I2178,360/'Roof Bay Analysis'!$I$51*K2178)","v":306},67,null,null,null,null,null,null,null,null,null,null,null,null,null,null,null,null,null,null,null,null,null,182104.0306,182,"X",104,"DLH",19,"104DLH19",387,580.5,204,{"$f":"MIN(AP2178,360/'Roof Bay Analysis'!$I$51*AR2178)","v":306},67]
[182104.06330000001,182104.09495,182,"X",104,"DLH",{"$f":"VALUE(RIGHT(H2181,2))","v":22},"104DLH22",633,949.5,331,{"$f":"MIN(I2181,360/'Roof Bay Analysis'!$I$51*K2181)","v":496.5},104,null,null,null,null,null,null,null,null,null,null,null,null,null,null,null,null,null,null,null,null,null,182104.04965,182,"X",104,"DLH",{"$f":"VALUE(RIGHT(AO2181,2))","v":22},"104DLH22",633,949.5,331,{"$f":"MIN(AP2181,360/'Roof Bay Analysis'!$I$51*AR2181)","v":496.5},104]
[182112.0724,182112.10860000001,182,"X",112,"DLH",23,"112DLH23",724,1086,404,{"$f":"MIN(I2187,360/'Roof Bay Analysis'!$I$51*K2187)","v":606},110,null,null,null,null,null,null,null,null,null,null,null,null,null,null,null,null,null,null,null,null,null,182112.0606,182,"X",112,"DLH",23,"112DLH23",724,1086,404,{"$f":"MIN(AP2187,360/'Roof Bay Analysis'!$I$51*AR2187)","v":606},110]
[182120.0912,182120.13680000001,182,"X",120,"DLH",24,"120DLH24",912,1368,565,{"$f":"MIN(I2193,360/'Roof Bay Analysis'!$I$51*K2193)","v":847.5},132,null,null,null,null,null,null,null,null,null,null,null,null,null,null,null,null,null,null,null,null,null,182120.08475000001,182,"X",120,"DLH",24,"120DLH24",912,1368,565,{"$f":"MIN(AP2193,360/'Roof Bay Analysis'!$I$51*AR2193)","v":847.5},132]
[182120.1047,182120.15705000001,182,"X",120,"DLH",25,"120DLH25",1047,1570.5,661,{"$f":"MIN(I2194,360/'Roof Bay Analysis'!$I$51*K2194)","v":991.5},152,null,null,null,null,null,null,null,null,null,null,null,null,null,null,null,null,null,null,null,null,null,182120.09914999999,182,"X",120,"DLH",25,"120DLH25",1047,1570.5,661,{"$f":"MIN(AP2194,360/'Roof Bay Analysis'!$I$51*AR2194)","v":991.5},152]
[183096.0405,183096.06075,183,"X",96,"DLH",20,"96DLH20",405,607.5,196,{"$f":"MIN(I2198,360/'Roof Bay Analysis'!$I$51*K2198)","v":294},74,null,null,null,null,null,null,null,null,null,null,null,null,null,null,null,null,null,null,null,null,null,183096.0294,183,"X",96,"DLH",20,"96DLH20",405,607.5,196,{"$f":"MIN(AP2198,360/'Roof Bay Analysis'!$I$51*AR2198)","v":294},74]
[183104.04399999999,183104.06599999999,183,"X",104,"DLH",20,"104DLH20",440,660,232,{"$f":"MIN(I2203,360/'Roof Bay Analysis'!$I$51*K2203)","v":348},75,null,null,null,null,null,null,null,null,null,null,null,null,null,null,null,null,null,null,null,null,null,183104.03479999999,183,"X",104,"DLH",20,"104DLH20",440,660,232,{"$f":"MIN(AP2203,360/'Roof Bay Analysis'!$I$51*AR2203)","v":348},75]
[183112.0724,183112.10860000001,183,"X",112,"DLH",23,"112DLH23",724,1086,404,{"$f":"MIN(I2211,360/'Roof Bay Analysis'!$I$51*K2211)","v":606},110,null,null,null,null,null,null,null,null,null,null,null,null,null,null,null,null,null,null,null,null,null,183112.0606,183,"X",112,"DLH",23,"112DLH23",724,1086,404,{"$f":"MIN(AP2211,360/'Roof Bay Analysis'!$I$51*AR2211)","v":606},110]
[183120.0484,183120.07260000001,183,"X",120,"DLH",20,"120DLH20",484,726,311,{"$f":"MIN(I2213,360/'Roof Bay Analysis'!$I$51*K2213)","v":466.5},77,null,null,null,null,null,null,null,null,null,null,null,null,null,null,null,null,null,null,null,null,null,183120.04665,183,"X",120,"DLH",20,"120DLH20",484,726,311,{"$f":"MIN(AP2213,360/'Roof Bay Analysis'!$I$51*AR2213)","v":466.5},77]
[183120.1047,183120.15705000001,183,"X",120,"DLH",25,"120DLH25",1047,1570.5,661,{"$f":"MIN(I2218,360/'Roof Bay Analysis'!$I$51*K2218)","v":991.5},152,null,null,null,null,null,null,null,null,null,null,null,null,null,null,null,null,null,null,null,null,null,183120.09914999999,183,"X",120,"DLH",25,"120DLH25",1047,1570.5,661,{"$f":"MIN(AP2218,360/'Roof Bay Analysis'!$I$51*AR2218)","v":991.5},152]
[184096.0594,184096.08910000001,184,"X",96,"DLH",22,"96DLH22",594,891,281,{"$f":"MIN(I2224,360/'Roof Bay Analysis'!$I$51*K2224)","v":421.5},102,null,null,null,null,null,null,null,null,null,null,null,null,null,null,null,null,null,null,null,null,null,184096.04214999999,184,"X",96,"DLH",22,"96DLH22",594,891,281,{"$f":"MIN(AP2224,360/'Roof Bay Analysis'!$I$51*AR2224)","v":421.5},102]
[184104.05470000001,184104.08205,184,"X",104,"DLH",21,"104DLH21",547,820.5,284,{"$f":"MIN(I2228,360/'Roof Bay Analysis'!$I$51*K2228)","v":426},90,null,null,null,null,null,null,null,null,null,null,null,null,null,null,null,null,null,null,null,null,null,184104.04259999999,184,"X",104,"DLH",21,"104DLH21",547,820.5,284,{"$f":"MIN(AP2228,360/'Roof Bay Analysis'!$I$51*AR2228)","v":426},90]
[184112.05780000001,184112.08670000001,184,"X",112,"DLH",21,"112DLH21",578,867,333,{"$f":"MIN(I2233,360/'Roof Bay Analysis'!$I$51*K2233)","v":499.5},91,null,null,null,null,null,null,null,null,null,null,null,null,null,null,null,null,null,null,null,null,null,184112.04994999999,184,"X",112,"DLH",21,"112DLH21",578,867,333,{"$f":"MIN(AP2233,360/'Roof Bay Analysis'!$I$51*AR2233)","v":499.5},91]
[184120.0484,184120.07260000001,184,"X",120,"DLH",20,"120DLH20",484,726,311,{"$f":"MIN(I2237,360/'Roof Bay Analysis'!$I$51*K2237)","v":466.5},77,null,null,null,null,null,null,null,null,null,null,null,null,null,null,null,null,null,null,null,null,null,184120.04665,184,"X",120,"DLH",20,"120DLH20",484,726,311,{"$f":"MIN(AP2237,360/'Roof Bay Analysis'!$I$51*AR2237)","v":466.5},77]
[185096.0269,185096.04035,185,"X",{"$f":"VALUE(LEFT(H2243,2))","v":96},{"$f":"MID(H2243,3,LEN(H2243)-4)","v":"DLH"},17,"96DLH17",269,403.5,134,{"$f":"MIN(I2243,360/'Roof Bay Analysis'!$I$51*K2243)","v":201},52,null,null,null,null,null,null,null,null,null,null,null,null,null,null,null,null,null,null,null,null,null,185096.02009999999,185,"X",{"$f":"VALUE(LEFT(AO2243,2))","v":96},{"$f":"MID(AO2243,3,LEN(AO2243)-4)","v":"DLH"},17,"96DLH17",269,403.5,134,{"$f":"MIN(AP2243,360/'Roof Bay Analysis'!$I$51*AR2243)","v":201},52]
[185096.0594,185096.08910000001,185,"X",96,"DLH",22,"96DLH22",594,891,281,{"$f":"MIN(I2248,360/'Roof Bay Analysis'!$I$51*K2248)","v":421.5},102,null,null,null,null,null,null,null,null,null,null,null,null,null,null,null,null,null,null,null,null,null,185096.04214999999,185,"X",96,"DLH",22,"96DLH22",594,891,281,{"$f":"MIN(AP2248,360/'Roof Bay Analysis'!$I$51*AR2248)","v":421.5},102]
[185104.0387,185104.05804999999,185,"X",104,"DLH",19,"104DLH19",387,580.5,204,{"$f":"MIN(I2250,360/'Roof Bay Analysis'!$I$51*K2250)","v":306},67,null,null,null,null,null,null,null,null,null,null,null,null,null,null,null,null,null,null,null,null,null,185104.0306,185,"X",104,"DLH",19,"104DLH19",387,580.5,204,{"$f":"MIN(AP2250,360/'Roof Bay Analysis'!$I$51*AR2250)","v":306},67]
[185112.0668,185112.10019999999,185,"X",112,"DLH",22,"112DLH22",668,1002,386,{"$f":"MIN(I2258,360/'Roof Bay Analysis'!$I$51*K2258)","v":579},104,null,null,null,null,null,null,null,null,null,null,null,null,null,null,null,null,null,null,null,null,null,185112.05790000001,185,"X",112,"DLH",22,"112DLH22",668,1002,386,{"$f":"MIN(AP2258,360/'Roof Bay Analysis'!$I$51*AR2258)","v":579},104]
[185120.0484,185120.07260000001,185,"X",120,"DLH",20,"120DLH20",484,726,311,{"$f":"MIN(I2261,360/'Roof Bay Analysis'!$I$51*K2261)","v":466.5},77,null,null,null,null,null,null,null,null,null,null,null,null,null,null,null,null,null,null,null,null,null,185120.04665,185,"X",120,"DLH",20,"120DLH20",484,726,311,{"$f":"MIN(AP2261,360/'Roof Bay Analysis'!$I$51*AR2261)","v":466.5},77]
[185120.0699,185120.10485,185,"X",120,"DLH",22,"120DLH22",699,1048.5,445,{"$f":"MIN(I2263,360/'Roof Bay Analysis'!$I$51*K2263)","v":667.5},104,null,null,null,null,null,null,null,null,null,null,null,null,null,null,null,null,null,null,null,null,null,185120.06675,185,"X",120,"DLH",22,"120DLH22",699,1048.5,445,{"$f":"MIN(AP2263,360/'Roof Bay Analysis'!$I$51*AR2263)","v":667.5},104]
[186096.02919999999,186096.04380000001,186,"X",96,"DLH",18,"96DLH18",292,438,141,{"$f":"MIN(I2268,360/'Roof Bay Analysis'!$I$51*K2268)","v":211.5},58,null,null,null,null,null,null,null,null,null,null,null,null,null,null,null,null,null,null,null,null,null,186096.02114999999,186,"X",96,"DLH",18,"96DLH18",292,438,141,{"$f":"MIN(AP2268,360/'Roof Bay Analysis'!$I$51*AR2268)","v":211.5},58]
[186104.0368,186104.0552,186,"X",104,"DLH",19,"104DLH19",368,552,189,{"$f":"MIN(I2274,360/'Roof Bay Analysis'!$I$51*K2274)","v":283.5},67,null,null,null,null,null,null,null,null,null,null,null,null,null,null,null,null,null,null,null,null,null,186104.02835000001,186,"X",104,"DLH",19,"104DLH19",368,552,189,{"$f":"MIN(AP2274,360/'Roof Bay Analysis'!$I$51*AR2274)","v":283.5},67]
[186104.06349999999,186104.09525000001,186,"X",104,"DLH",23,"104DLH23",635,952.5,320,{"$f":"MIN(I2278,360/'Roof Bay Analysis'!$I$51*K2278)","v":480},109,null,null,null,null,null,null,null,null,null,null,null,null,null,null,null,null,null,null,null,null,null,186104.04800000001,186,"X",104,"DLH",23,"104DLH23",635,952.5,320,{"$f":"MIN(AP2278,360/'Roof Bay Analysis'!$I$51*AR2278)","v":480},109]
[186112.0686,186112.1029,186,"X",112,"DLH",23,"112DLH23",686,1029,373,{"$f":"MIN(I2283,360/'Roof Bay Analysis'!$I$51*K2283)","v":559.5},110,null,null,null,null,null,null,null,null,null,null,null,null,null,null,null,null,null,null,null,null,null,186112.05595000001,186,"X",112,"DLH",23,"112DLH23",686,1029,373,{"$f":"MIN(AP2283,360/'Roof Bay Analysis'!$I$51*AR2283)","v":559.5},110]
[186120.06649999999,186120.09974999999,186,"X",120,"DLH",22,"120DLH22",665,997.5,411,{"$f":"MIN(I2287,360/'Roof Bay Analysis'!$I$51*K2287)","v":616.5},104,null,null,null,null,null,null,null,null,null,null,null,null,null,null,null,null,null,null,null,null,null,186120.06164999999,186,"X",120,"DLH",22,"120DLH22",665,997.5,411,{"$f":"MIN(AP2287,360/'Roof Bay Analysis'!$I$51*AR2287)","v":616.5},104]
[187096.0338,187096.05069999999,187,"X",96,"DLH",19,"96DLH19",338,507,161,{"$f":"MIN(I2293,360/'Roof Bay Analysis'!$I$51*K2293)","v":241.5},66,null,null,null,null,null,null,null,null,null,null,null,null,null,null,null,null,null,null,null,null,null,187096.02415000001,187,"X",96,"DLH",19,"96DLH19",338,507,161,{"$f":"MIN(AP2293,360/'Roof Bay Analysis'!$I$51*AR2293)","v":241.5},66]
[187104.0417,187104.06255,187,"X",104,"DLH",20,"104DLH20",417,625.5,214,{"$f":"MIN(I2299,360/'Roof Bay Analysis'!$I$51*K2299)","v":321},75,null,null,null,null,null,null,null,null,null,null,null,null,null,null,null,null,null,null,null,null,null,187104.03210000001,187,"X",104,"DLH",20,"104DLH20",417,625.5,214,{"$f":"MIN(AP2299,360/'Roof Bay Analysis'!$I$51*AR2299)","v":321},75]
[187112.04449999999,187112.06675,187,"X",112,"DLH",20,"112DLH20",445,667.5,249,{"$f":"MIN(I2304,360/'Roof Bay Analysis'!$I$51*K2304)","v":373.5},76,null,null,null,null,null,null,null,null,null,null,null,null,null,null,null,null,null,null,null,null,null,187112.03735,187,"X",112,"DLH",20,"112DLH20",445,667.5,249,{"$f":"MIN(AP2304,360/'Roof Bay Analysis'!$I$51*AR2304)","v":373.5},76]
[{"$f":"C2308*1000+E2308+I2308/10000","v":187112.0828},{"$f":"C2308*1000+E2308+J2308/10000","v":187112.12419999999},187,"X",112,"DLH",24,"112DLH24",828,{"$f":"1.5*I2308","v":1242},451,{"$f":"MIN(I2308,360/'Roof Bay Analysis'!$I$51*K2308)","v":676.5},131,null,null,null,null,null,null,null,null,null,null,null,null,null,null,null,null,null,null,null,null,null,{"$f":"AJ2308*1000+AL2308+AS2308/10000","v":187112.06765000001},187,"X",112,"DLH",24,"112DLH24",828,{"$f":"1.5*AP2308","v":1242},451,{"$f":"MIN(AP2308,360/'Roof Bay Analysis'!$I$51*AR2308)","v":676.5},131]
[187120.09940000001,187120.14910000001,187,"X",120,"DLH",25,"120DLH25",994,1491,610,{"$f":"MIN(I2314,360/'Roof Bay Analysis'!$I$51*K2314)","v":915},152,null,null,null,null,null,null,null,null,null,null,null,null,null,null,null,null,null,null,null,null,null,187120.09150000001,187,"X",120,"DLH",25,"120DLH25",994,1491,610,{"$f":"MIN(AP2314,360/'Roof Bay Analysis'!$I$51*AR2314)","v":915},152]
[188096.0338,188096.05069999999,188,"X",96,"DLH",19,"96DLH19",338,507,161,{"$f":"MIN(I2317,360/'Roof Bay Analysis'!$I$51*K2317)","v":241.5},66,null,null,null,null,null,null,null,null,null,null,null,null,null,null,null,null,null,null,null,null,null,188096.02415000001,188,"X",96,"DLH",19,"96DLH19",338,507,161,{"$f":"MIN(AP2317,360/'Roof Bay Analysis'!$I$51*AR2317)","v":241.5},66]
[188104.0417,188104.06255,188,"X",104,"DLH",20,"104DLH20",417,625.5,214,{"$f":"MIN(I2323,360/'Roof Bay Analysis'!$I$51*K2323)","v":321},75,null,null,null,null,null,null,null,null,null,null,null,null,null,null,null,null,null,null,null,null,null,188104.03210000001,188,"X",104,"DLH",20,"104DLH20",417,625.5,214,{"$f":"MIN(AP2323,360/'Roof Bay Analysis'!$I$51*AR2323)","v":321},75]
[188104.05189999999,188104.07785,188,"X",104,"DLH",21,"104DLH21",519,778.5,263,{"$f":"MIN(I2324,360/'Roof Bay Analysis'!$I$51*K2324)","v":394.5},90,null,null,null,null,null,null,null,null,null,null,null,null,null,null,null,null,null,null,null,null,null,188104.03945000001,188,"X",104,"DLH",21,"104DLH21",519,778.5,263,{"$f":"MIN(AP2324,360/'Roof Bay Analysis'!$I$51*AR2324)","v":394.5},90]
[188112.06349999999,188112.09525000001,188,"X",112,"DLH",22,"112DLH22",635,952.5,356,{"$f":"MIN(I2330,360/'Roof Bay Analysis'!$I$51*K2330)","v":534},104,null,null,null,null,null,null,null,null,null,null,null,null,null,null,null,null,null,null,null,null,null,188112.0534,188,"X",112,"DLH",22,"112DLH22",635,952.5,356,{"$f":"MIN(AP2330,360/'Roof Bay Analysis'!$I$51*AR2330)","v":534},104]
[188120.0576,188120.0864,188,"X",120,"DLH",21,"120DLH21",576,864,353,{"$f":"MIN(I2334,360/'Roof Bay Analysis'!$I$51*K2334)","v":529.5},92,null,null,null,null,null,null,null,null,null,null,null,null,null,null,null,null,null,null,null,null,null,188120.05295000001,188,"X",120,"DLH",21,"120DLH21",576,864,353,{"$f":"MIN(AP2334,360/'Roof Bay Analysis'!$I$51*AR2334)","v":529.5},92]
[189096.02549999999,189096.03825000001,189,"X",{"$f":"VALUE(LEFT(H2339,2))","v":96},{"$f":"MID(H2339,3,LEN(H2339)-4)","v":"DLH"},17,"96DLH17",255,382.5,124,{"$f":"MIN(I2339,360/'Roof Bay Analysis'!$I$51*K2339)","v":186},52,null,null,null,null,null,null,null,null,null,null,null,null,null,null,null,null,null,null,null,null,null,189096.01860000001,189,"X",{"$f":"VALUE(LEFT(AO2339,2))","v":96},{"$f":"MID(AO2339,3,LEN(AO2339)-4)","v":"DLH"},17,"96DLH17",255,382.5,124,{"$f":"MIN(AP2339,360/'Roof Bay Analysis'!$I$51*AR2339)","v":186},52]
[189096.04819999999,189096.0723,189,"X",96,"DLH",21,"96DLH21",482,723,224,{"$f":"MIN(I2343,360/'Roof Bay Analysis'!$I$51*K2343)","v":336},90,null,null,null,null,null,null,null,null,null,null,null,null,null,null,null,null,null,null,null,null,null,189096.0336,189,"X",96,"DLH",21,"96DLH21",482,723,224,{"$f":"MIN(AP2343,360/'Roof Bay Analysis'!$I$51*AR2343)","v":336},90]
[189104.06,189104.09,189,"X",104,"DLH",22,"104DLH22",600,900,306,{"$f":"MIN(I2349,360/'Roof Bay Analysis'!$I$51*K2349)","v":459},104,null,null,null,null,null,null,null,null,null,null,null,null,null,null,null,null,null,null,null,null,null,189104.0459,189,"X",104,"DLH",22,"104DLH22",600,900,306,{"$f":"MIN(AP2349,360/'Roof Bay Analysis'!$I$51*AR2349)","v":459},104]
[189112.06349999999,189112.09525000001,189,"X",112,"DLH",22,"112DLH22",635,952.5,356,{"$f":"MIN(I2354,360/'Roof Bay Analysis'!$I$51*K2354)","v":534},104,null,null,null,null,null,null,null,null,null,null,null,null,null,null,null,null,null,null,null,null,null,189112.0534,189,"X",112,"DLH",22,"112DLH22",635,952.5,356,{"$f":"MIN(AP2354,360/'Roof Bay Analysis'!$I$51*AR2354)","v":534},104]
[189120.07329999999,189120.10995000001,189,"X",120,"DLH",23,"120DLH23",733,1099.5,430,{"$f":"MIN(I2360,360/'Roof Bay Analysis'!$I$51*K2360)","v":645},111,null,null,null,null,null,null,null,null,null,null,null,null,null,null,null,null,null,null,null,null,null,189120.06450000001,189,"X",120,"DLH",23,"120DLH23",733,1099.5,430,{"$f":"MIN(AP2360,360/'Roof Bay Analysis'!$I$51*AR2360)","v":645},111]
[190096.02919999999,190096.04380000001,190,"X",96,"DLH",18,"96DLH18",292,438,141,{"$f":"MIN(I2364,360/'Roof Bay Analysis'!$I$51*K2364)","v":211.5},58,null,null,null,null,null,null,null,null,null,null,null,null,null,null,null,null,null,null,null,null,null,190096.02114999999,190,"X",96,"DLH",18,"96DLH18",292,438,141,{"$f":"MIN(AP2364,360/'Roof Bay Analysis'!$I$51*AR2364)","v":211.5},58]
[190104.03049999999,190104.04574999999,190,"X",{"$f":"VALUE(LEFT(H2369,3))","v":104},{"$f":"MID(H2369,4,LEN(H2369)-5)","v":"DLH"},18,"104DLH18",305,457.5,167,{"$f":"MIN(I2369,360/'Roof Bay Analysis'!$I$51*K2369)","v":250.5},59,null,null,null,null,null,null,null,null,null,null,null,null,null,null,null,null,null,null,null,null,null,190104.02505,190,"X",{"$f":"VALUE(LEFT(AO2369,3))","v":104},{"$f":"MID(AO2369,4,LEN(AO2369)-5)","v":"DLH"},18,"104DLH18",305,457.5,167,{"$f":"MIN(AP2369,360/'Roof Bay Analysis'!$I$51*AR2369)","v":250.5},59]
[190104.06,190104.09,190,"X",104,"DLH",{"$f":"VALUE(RIGHT(H2373,2))","v":22},"104DLH22",600,900,306,{"$f":"MIN(I2373,360/'Roof Bay Analysis'!$I$51*K2373)","v":459},104,null,null,null,null,null,null,null,null,null,null,null,null,null,null,null,null,null,null,null,null,null,190104.0459,190,"X",104,"DLH",{"$f":"VALUE(RIGHT(AO2373,2))","v":22},"104DLH22",600,900,306,{"$f":"MIN(AP2373,360/'Roof Bay Analysis'!$I$51*AR2373)","v":459},104]
[190112.0686,190112.1029,190,"X",112,"DLH",23,"112DLH23",686,1029,373,{"$f":"MIN(I2379,360/'Roof Bay Analysis'!$I$51*K2379)","v":559.5},110,null,null,null,null,null,null,null,null,null,null,null,null,null,null,null,null,null,null,null,null,null,190112.05595000001,190,"X",112,"DLH",23,"112DLH23",686,1029,373,{"$f":"MIN(AP2379,360/'Roof Bay Analysis'!$I$51*AR2379)","v":559.5},110]
[190120.07329999999,190120.10995000001,190,"X",120,"DLH",23,"120DLH23",733,1099.5,430,{"$f":"MIN(I2384,360/'Roof Bay Analysis'!$I$51*K2384)","v":645},111,null,null,null,null,null,null,null,null,null,null,null,null,null,null,null,null,null,null,null,null,null,190120.06450000001,190,"X",120,"DLH",23,"120DLH23",733,1099.5,430,{"$f":"MIN(AP2384,360/'Roof Bay Analysis'!$I$51*AR2384)","v":645},111]
[190120.09940000001,190120.14910000001,190,"X",120,"DLH",25,"120DLH25",994,1491,610,{"$f":"MIN(I2386,360/'Roof Bay Analysis'!$I$51*K2386)","v":915},152,null,null,null,null,null,null,null,null,null,null,null,null,null,null,null,null,null,null,null,null,null,190120.09150000001,190,"X",120,"DLH",25,"120DLH25",994,1491,610,{"$f":"MIN(AP2386,360/'Roof Bay Analysis'!$I$51*AR2386)","v":915},152]
[191104.03950000001,191104.05924999999,191,"X",104,"DLH",20,"104DLH20",395,592.5,198,{"$f":"MIN(I2389,360/'Roof Bay Analysis'!$I$51*K2389)","v":297},75,null,null,null,null,null,null,null,null,null,null,null,null,null,null,null,null,null,null,null,null,null,191104.02970000001,191,"X",104,"DLH",20,"104DLH20",395,592.5,198,{"$f":"MIN(AP2389,360/'Roof Bay Analysis'!$I$51*AR2389)","v":297},75]
[191112.0521,191112.07814999999,191,"X",112,"DLH",21,"112DLH21",521,781.5,283,{"$f":"MIN(I2395,360/'Roof Bay Analysis'!$I$51*K2395)","v":424.5},91,null,null,null,null,null,null,null,null,null,null,null,null,null,null,null,null,null,null,null,null,null,191112.04245000001,191,"X",112,"DLH",21,"112DLH21",521,781.5,283,{"$f":"MIN(AP2395,360/'Roof Bay Analysis'!$I$51*AR2395)","v":424.5},91]
[191120.04380000001,191120.06570000001,191,"X",120,"DLH",20,"120DLH20",438,657,265,{"$f":"MIN(I2399,360/'Roof Bay Analysis'!$I$51*K2399)","v":397.5},77,null,null,null,null,null,null,null,null,null,null,null,null,null,null,null,null,null,null,null,null,null,191120.03975,191,"X",120,"DLH",20,"120DLH20",438,657,265,{"$f":"MIN(AP2399,360/'Roof Bay Analysis'!$I$51*AR2399)","v":397.5},77]
[191120.09460000001,191120.14189999999,191,"X",120,"DLH",25,"120DLH25",946,1419,564,{"$f":"MIN(I2404,360/'Roof Bay Analysis'!$I$51*K2404)","v":846},152,null,null,null,null,null,null,null,null,null,null,null,null,null,null,null,null,null,null,null,null,null,191120.0846,191,"X",120,"DLH",25,"120DLH25",946,1419,564,{"$f":"MIN(AP2404,360/'Roof Bay Analysis'!$I$51*AR2404)","v":846},152]
[192104.06020000001,192104.09030000001,192,"X",104,"DLH",23,"104DLH23",602,903,296,{"$f":"MIN(I2410,360/'Roof Bay Analysis'!$I$51*K2410)","v":444},109,null,null,null,null,null,null,null,null,null,null,null,null,null,null,null,null,null,null,null,null,null,192104.04440000001,192,"X",104,"DLH",23,"104DLH23",602,903,296,{"$f":"MIN(AP2410,360/'Roof Bay Analysis'!$I$51*AR2410)","v":444},109]
[192112.07860000001,192112.11790000001,192,"X",112,"DLH",24,"112DLH24",786,1179,418,{"$f":"MIN(I2416,360/'Roof Bay Analysis'!$I$51*K2416)","v":627},131,null,null,null,null,null,null,null,null,null,null,null,null,null,null,null,null,null,null,null,null,null,192112.06270000001,192,"X",112,"DLH",24,"112DLH24",786,1179,418,{"$f":"MIN(AP2416,360/'Roof Bay Analysis'!$I$51*AR2416)","v":627},131]
[192120.0632,192120.09479999999,192,"X",120,"DLH",22,"120DLH22",632,948,380,{"$f":"MIN(I2419,360/'Roof Bay Analysis'!$I$51*K2419)","v":570},104,null,null,null,null,null,null,null,null,null,null,null,null,null,null,null,null,null,null,null,null,null,192120.057,192,"X",120,"DLH",22,"120DLH22",632,948,380,{"$f":"MIN(AP2419,360/'Roof Bay Analysis'!$I$51*AR2419)","v":570},104]
[193104.03950000001,193104.05924999999,193,"X",104,"DLH",20,"104DLH20",395,592.5,198,{"$f":"MIN(I2425,360/'Roof Bay Analysis'!$I$51*K2425)","v":297},75,null,null,null,null,null,null,null,null,null,null,null,null,null,null,null,null,null,null,null,null,null,193104.02970000001,193,"X",104,"DLH",20,"104DLH20",395,592.5,198,{"$f":"MIN(AP2425,360/'Roof Bay Analysis'!$I$51*AR2425)","v":297},75]
[193112.03659999999,193112.05489999999,193,"X",112,"DLH",19,"112DLH19",366,549,203,{"$f":"MIN(I2429,360/'Roof Bay Analysis'!$I$51*K2429)","v":304.5},67,null,null,null,null,null,null,null,null,null,null,null,null,null,null,null,null,null,null,null,null,null,193112.03044999999,193,"X",112,"DLH",19,"112DLH19",366,549,203,{"$f":"MIN(AP2429,360/'Roof Bay Analysis'!$I$51*AR2429)","v":304.5},67]
[193120.04380000001,193120.06570000001,193,"X",120,"DLH",20,"120DLH20",438,657,265,{"$f":"MIN(I2435,360/'Roof Bay Analysis'!$I$51*K2435)","v":397.5},77,null,null,null,null,null,null,null,null,null,null,null,null,null,null,null,null,null,null,null,null,null,193120.03975,193,"X",120,"DLH",20,"120DLH20",438,657,265,{"$f":"MIN(AP2435,360/'Roof Bay Analysis'!$I$51*AR2435)","v":397.5},77]
[193120.09460000001,193120.14189999999,193,"X",120,"DLH",25,"120DLH25",946,1419,564,{"$f":"MIN(I2440,360/'Roof Bay Analysis'!$I$51*K2440)","v":846},152,null,null,null,null,null,null,null,null,null,null,null,null,null,null,null,null,null,null,null,null,null,193120.0846,193,"X",120,"DLH",25,"120DLH25",946,1419,564,{"$f":"MIN(AP2440,360/'Roof Bay Analysis'!$I$51*AR2440)","v":846},152]
[194104.035,194104.05249999999,194,"X",104,"DLH",19,"104DLH19",350,525,175,{"$f":"MIN(I2442,360/'Roof Bay Analysis'!$I$51*K2442)","v":262.5},67,null,null,null,null,null,null,null,null,null,null,null,null,null,null,null,null,null,null,null,null,null,194104.02625,194,"X",104,"DLH",19,"104DLH19",350,525,175,{"$f":"MIN(AP2442,360/'Roof Bay Analysis'!$I$51*AR2442)","v":262.5},67]
[194104.057,194104.08549999999,194,"X",104,"DLH",22,"104DLH22",570,855,283,{"$f":"MIN(I2445,360/'Roof Bay Analysis'!$I$51*K2445)","v":424.5},104,null,null,null,null,null,null,null,null,null,null,null,null,null,null,null,null,null,null,null,null,null,194104.04245000001,194,"X",104,"DLH",22,"104DLH22",570,855,283,{"$f":"MIN(AP2445,360/'Roof Bay Analysis'!$I$51*AR2445)","v":424.5},104]
[194112.06020000001,194112.09030000001,194,"X",112,"DLH",22,"112DLH22",602,903,329,{"$f":"MIN(I2450,360/'Roof Bay Analysis'!$I$51*K2450)","v":493.5},104,null,null,null,null,null,null,null,null,null,null,null,null,null,null,null,null,null,null,null,null,null,194112.04934999999,194,"X",112,"DLH",22,"112DLH22",602,903,329,{"$f":"MIN(AP2450,360/'Roof Bay Analysis'!$I$51*AR2450)","v":493.5},104]
[194120.0632,194120.09479999999,194,"X",120,"DLH",22,"120DLH22",632,948,380,{"$f":"MIN(I2455,360/'Roof Bay Analysis'!$I$51*K2455)","v":570},104,null,null,null,null,null,null,null,null,null,null,null,null,null,null,null,null,null,null,null,null,null,194120.057,194,"X",120,"DLH",22,"120DLH22",632,948,380,{"$f":"MIN(AP2455,360/'Roof Bay Analysis'!$I$51*AR2455)","v":570},104]
[195104.035,195104.05249999999,195,"X",104,"DLH",19,"104DLH19",350,525,175,{"$f":"MIN(I2460,360/'Roof Bay Analysis'!$I$51*K2460)","v":262.5},67,null,null,null,null,null,null,null,null,null,null,null,null,null,null,null,null,null,null,null,null,null,195104.02625,195,"X",104,"DLH",19,"104DLH19",350,525,175,{"$f":"MIN(AP2460,360/'Roof Bay Analysis'!$I$51*AR2460)","v":262.5},67]
[195112.03659999999,195112.05489999999,195,"X",112,"DLH",19,"112DLH19",366,549,203,{"$f":"MIN(I2465,360/'Roof Bay Analysis'!$I$51*K2465)","v":304.5},67,null,null,null,null,null,null,null,null,null,null,null,null,null,null,null,null,null,null,null,null,null,195112.03044999999,195,"X",112,"DLH",19,"112DLH19",366,549,203,{"$f":"MIN(AP2465,360/'Roof Bay Analysis'!$I$51*AR2465)","v":304.5},67]
[195120.05480000001,195120.0822,195,"X",120,"DLH",21,"120DLH21",548,822,326,{"$f":"MIN(I2472,360/'Roof Bay Analysis'!$I$51*K2472)","v":489},92,null,null,null,null,null,null,null,null,null,null,null,null,null,null,null,null,null,null,null,null,null,195120.04889999999,195,"X",120,"DLH",21,"120DLH21",548,822,326,{"$f":"MIN(AP2472,360/'Roof Bay Analysis'!$I$51*AR2472)","v":489},92]
[195120.08240000001,195120.12359999999,195,"X",120,"DLH",24,"120DLH24",824,1236,482,{"$f":"MIN(I2475,360/'Roof Bay Analysis'!$I$51*K2475)","v":723},132,null,null,null,null,null,null,null,null,null,null,null,null,null,null,null,null,null,null,null,null,null,195120.0723,195,"X",120,"DLH",24,"120DLH24",824,1236,482,{"$f":"MIN(AP2475,360/'Roof Bay Analysis'!$I$51*AR2475)","v":723},132]
[196104.04689999999,196104.07034999999,196,"X",104,"DLH",21,"104DLH21",469,703.5,226,{"$f":"MIN(I2480,360/'Roof Bay Analysis'!$I$51*K2480)","v":339},90,null,null,null,null,null,null,null,null,null,null,null,null,null,null,null,null,null,null,null,null,null,196104.03390000001,196,"X",104,"DLH",21,"104DLH21",469,703.5,226,{"$f":"MIN(AP2480,360/'Roof Bay Analysis'!$I$51*AR2480)","v":339},90]
[196112.0496,196112.07440000001,196,"X",112,"DLH",21,"112DLH21",496,744,263,{"$f":"MIN(I2485,360/'Roof Bay Analysis'!$I$51*K2485)","v":394.5},91,null,null,null,null,null,null,null,null,null,null,null,null,null,null,null,null,null,null,null,null,null,196112.03945000001,196,"X",112,"DLH",21,"112DLH21",496,744,263,{"$f":"MIN(AP2485,360/'Roof Bay Analysis'!$I$51*AR2485)","v":394.5},91]
[196120.0521,196120.07814999999,196,"X",120,"DLH",21,"120DLH21",521,781.5,303,{"$f":"MIN(I2490,360/'Roof Bay Analysis'!$I$51*K2490)","v":454.5},92,null,null,null,null,null,null,null,null,null,null,null,null,null,null,null,null,null,null,null,null,null,196120.04545000001,196,"X",120,"DLH",21,"120DLH21",521,781.5,303,{"$f":"MIN(AP2490,360/'Roof Bay Analysis'!$I$51*AR2490)","v":454.5},92]
[197104.03320000001,197104.04980000001,197,"X",104,"DLH",19,"104DLH19",332,498,162,{"$f":"MIN(I2496,360/'Roof Bay Analysis'!$I$51*K2496)","v":243},67,null,null,null,null,null,null,null,null,null,null,null,null,null,null,null,null,null,null,null,null,null,197104.02429999999,197,"X",104,"DLH",19,"104DLH19",332,498,162,{"$f":"MIN(AP2496,360/'Roof Bay Analysis'!$I$51*AR2496)","v":243},67]
[197104.04689999999,197104.07034999999,197,"X",104,"DLH",21,"104DLH21",469,703.5,226,{"$f":"MIN(I2498,360/'Roof Bay Analysis'!$I$51*K2498)","v":339},90,null,null,null,null,null,null,null,null,null,null,null,null,null,null,null,null,null,null,null,null,null,197104.03390000001,197,"X",104,"DLH",21,"104DLH21",469,703.5,226,{"$f":"MIN(AP2498,360/'Roof Bay Analysis'!$I$51*AR2498)","v":339},90]
[197112.0618,197112.09270000001,197,"X",112,"DLH",23,"112DLH23",618,927,320,{"$f":"MIN(I2505,360/'Roof Bay Analysis'!$I$51*K2505)","v":480},110,null,null,null,null,null,null,null,null,null,null,null,null,null,null,null,null,null,null,null,null,null,197112.04800000001,197,"X",112,"DLH",23,"112DLH23",618,927,320,{"$f":"MIN(AP2505,360/'Roof Bay Analysis'!$I$51*AR2505)","v":480},110]
[197112.0748,197112.1122,197,"X",112,"DLH",24,"112DLH24",748,1122,387,{"$f":"MIN(I2506,360/'Roof Bay Analysis'!$I$51*K2506)","v":580.5},131,null,null,null,null,null,null,null,null,null,null,null,null,null,null,null,null,null,null,null,null,null,197112.05804999999,197,"X",112,"DLH",24,"112DLH24",748,1122,387,{"$f":"MIN(AP2506,360/'Roof Bay Analysis'!$I$51*AR2506)","v":580.5},131]
[197120.0785,197120.11775,197,"X",120,"DLH",24,"120DLH24",785,1177.5,447,{"$f":"MIN(I2511,360/'Roof Bay Analysis'!$I$51*K2511)","v":670.5},132,null,null,null,null,null,null,null,null,null,null,null,null,null,null,null,null,null,null,null,null,null,197120.06705000001,197,"X",120,"DLH",24,"120DLH24",785,1177.5,447,{"$f":"MIN(AP2511,360/'Roof Bay Analysis'!$I$51*AR2511)","v":670.5},132]
[198104.04689999999,198104.07034999999,198,"X",104,"DLH",21,"104DLH21",469,703.5,226,{"$f":"MIN(I2516,360/'Roof Bay Analysis'!$I$51*K2516)","v":339},90,null,null,null,null,null,null,null,null,null,null,null,null,null,null,null,null,null,null,null,null,null,198104.03390000001,198,"X",104,"DLH",21,"104DLH21",469,703.5,226,{"$f":"MIN(AP2516,360/'Roof Bay Analysis'!$I$51*AR2516)","v":339},90]
[198112.0496,198112.07440000001,198,"X",112,"DLH",21,"112DLH21",496,744,263,{"$f":"MIN(I2521,360/'Roof Bay Analysis'!$I$51*K2521)","v":394.5},91,null,null,null,null,null,null,null,null,null,null,null,null,null,null,null,null,null,null,null,null,null,198112.03945000001,198,"X",112,"DLH",21,"112DLH21",496,744,263,{"$f":"MIN(AP2521,360/'Roof Bay Analysis'!$I$51*AR2521)","v":394.5},91]
[198120.06640000001,198120.09959999999,198,"X",120,"DLH",23,"120DLH23",664,996,369,{"$f":"MIN(I2528,360/'Roof Bay Analysis'!$I$51*K2528)","v":553.5},111,null,null,null,null,null,null,null,null,null,null,null,null,null,null,null,null,null,null,null,null,null,198120.05535000001,198,"X",120,"DLH",23,"120DLH23",664,996,369,{"$f":"MIN(AP2528,360/'Roof Bay Analysis'!$I$51*AR2528)","v":553.5},111]
[199104.0276,199104.04139999999,199,"X",104,"DLH",18,"104DLH18",276,414,142,{"$f":"MIN(I2531,360/'Roof Bay Analysis'!$I$51*K2531)","v":213},59,null,null,null,null,null,null,null,null,null,null,null,null,null,null,null,null,null,null,null,null,null,199104.02129999999,199,"X",104,"DLH",18,"104DLH18",276,414,142,{"$f":"MIN(AP2531,360/'Roof Bay Analysis'!$I$51*AR2531)","v":213},59]
[199104.05710000001,199104.08564999999,199,"X",104,"DLH",23,"104DLH23",571,856.5,274,{"$f":"MIN(I2536,360/'Roof Bay Analysis'!$I$51*K2536)","v":411},109,null,null,null,null,null,null,null,null,null,null,null,null,null,null,null,null,null,null,null,null,null,199104.0411,199,"X",104,"DLH",23,"104DLH23",571,856.5,274,{"$f":"MIN(AP2536,360/'Roof Bay Analysis'!$I$51*AR2536)","v":411},109]
[199112.0618,199112.09270000001,199,"X",112,"DLH",23,"112DLH23",618,927,320,{"$f":"MIN(I2541,360/'Roof Bay Analysis'!$I$51*K2541)","v":480},110,null,null,null,null,null,null,null,null,null,null,null,null,null,null,null,null,null,null,null,null,null,199112.04800000001,199,"X",112,"DLH",23,"112DLH23",618,927,320,{"$f":"MIN(AP2541,360/'Roof Bay Analysis'!$I$51*AR2541)","v":480},110]
[199120.06640000001,199120.09959999999,199,"X",120,"DLH",23,"120DLH23",664,996,369,{"$f":"MIN(I2546,360/'Roof Bay Analysis'!$I$51*K2546)","v":553.5},111,null,null,null,null,null,null,null,null,null,null,null,null,null,null,null,null,null,null,null,null,null,199120.05535000001,199,"X",120,"DLH",23,"120DLH23",664,996,369,{"$f":"MIN(AP2546,360/'Roof Bay Analysis'!$I$51*AR2546)","v":553.5},111]
[200104.03750000001,200104.05624999999,200,"X",104,"DLH",20,"104DLH20",375,562.5,184,{"$f":"MIN(I2551,360/'Roof Bay Analysis'!$I$51*K2551)","v":276},75,null,null,null,null,null,null,null,null,null,null,null,null,null,null,null,null,null,null,null,null,null,200104.0276,200,"X",104,"DLH",20,"104DLH20",375,562.5,184,{"$f":"MIN(AP2551,360/'Roof Bay Analysis'!$I$51*AR2551)","v":276},75]
[200104.05710000001,200104.08564999999,200,"X",104,"DLH",23,"104DLH23",571,856.5,274,{"$f":"MIN(I2554,360/'Roof Bay Analysis'!$I$51*K2554)","v":411},109,null,null,null,null,null,null,null,null,null,null,null,null,null,null,null,null,null,null,null,null,null,200104.0411,200,"X",104,"DLH",23,"104DLH23",571,856.5,274,{"$f":"MIN(AP2554,360/'Roof Bay Analysis'!$I$51*AR2554)","v":411},109]
[200120.04180000001,200120.06270000001,200,"X",{"$f":"VALUE(LEFT(H2561,3))","v":120},{"$f":"MID(H2561,4,LEN(H2561)-5)","v":"DLH"},20,"120DLH20",418,627,246,{"$f":"MIN(I2561,360/'Roof Bay Analysis'!$I$51*K2561)","v":369},77,null,null,null,null,null,null,null,null,null,null,null,null,null,null,null,null,null,null,null,null,null,200120.03690000001,200,"X",{"$f":"VALUE(LEFT(AO2561,3))","v":120},{"$f":"MID(AO2561,4,LEN(AO2561)-5)","v":"DLH"},20,"120DLH20",418,627,246,{"$f":"MIN(AP2561,360/'Roof Bay Analysis'!$I$51*AR2561)","v":369},77]
[200120.09,200120.13500000001,200,"X",120,"DLH",25,"120DLH25",900,1350,523,{"$f":"MIN(I2566,360/'Roof Bay Analysis'!$I$51*K2566)","v":784.5},152,null,null,null,null,null,null,null,null,null,null,null,null,null,null,null,null,null,null,null,null,null,200120.07845,200,"X",120,"DLH",25,"120DLH25",900,1350,523,{"$f":"MIN(AP2566,360/'Roof Bay Analysis'!$I$51*AR2566)","v":784.5},152]
[201104.0263,201104.03945000001,201,"X",104,"DLH",18,"104DLH18",263,394.5,132,{"$f":"MIN(I2567,360/'Roof Bay Analysis'!$I$51*K2567)","v":198},59,null,null,null,null,null,null,null,null,null,null,null,null,null,null,null,null,null,null,null,null,null,201104.01980000001,201,"X",104,"DLH",18,"104DLH18",263,394.5,132,{"$f":"MIN(AP2567,360/'Roof Bay Analysis'!$I$51*AR2567)","v":198},59]
[201104.05160000001,201104.07740000001,201,"X",104,"DLH",22,"104DLH22",516,774,244,{"$f":"MIN(I2571,360/'Roof Bay Analysis'!$I$51*K2571)","v":366},104,null,null,null,null,null,null,null,null,null,null,null,null,null,null,null,null,null,null,null,null,null,201104.03659999999,201,"X",104,"DLH",22,"104DLH22",516,774,244,{"$f":"MIN(AP2571,360/'Roof Bay Analysis'!$I$51*AR2571)","v":366},104]
[201112.0546,201112.08189999999,201,"X",112,"DLH",22,"112DLH22",546,819,283,{"$f":"MIN(I2576,360/'Roof Bay Analysis'!$I$51*K2576)","v":424.5},104,null,null,null,null,null,null,null,null,null,null,null,null,null,null,null,null,null,null,null,null,null,201112.04245000001,201,"X",112,"DLH",22,"112DLH22",546,819,283,{"$f":"MIN(AP2576,360/'Roof Bay Analysis'!$I$51*AR2576)","v":424.5},104]
[201120.0858,201120.1287,201,"X",120,"DLH",25,"120DLH25",858,1287,485,{"$f":"MIN(I2584,360/'Roof Bay Analysis'!$I$51*K2584)","v":727.5},152,null,null,null,null,null,null,null,null,null,null,null,null,null,null,null,null,null,null,null,null,null,201120.07274999999,201,"X",120,"DLH",25,"120DLH25",858,1287,485,{"$f":"MIN(AP2584,360/'Roof Bay Analysis'!$I$51*AR2584)","v":727.5},152]
[202104.03150000001,202104.04725,202,"X",104,"DLH",19,"104DLH19",315,472.5,150,{"$f":"MIN(I2586,360/'Roof Bay Analysis'!$I$51*K2586)","v":225},67,null,null,null,null,null,null,null,null,null,null,null,null,null,null,null,null,null,null,null,null,null,202104.02249999999,202,"X",104,"DLH",19,"104DLH19",315,472.5,150,{"$f":"MIN(AP2586,360/'Roof Bay Analysis'!$I$51*AR2586)","v":225},67]
[202112.03829999999,202112.05744999999,202,"X",112,"DLH",20,"112DLH20",383,574.5,198,{"$f":"MIN(I2592,360/'Roof Bay Analysis'!$I$51*K2592)","v":297},76,null,null,null,null,null,null,null,null,null,null,null,null,null,null,null,null,null,null,null,null,null,202112.02970000001,202,"X",112,"DLH",20,"112DLH20",383,574.5,198,{"$f":"MIN(AP2592,360/'Roof Bay Analysis'!$I$51*AR2592)","v":297},76]
[202120.0399,202120.05984999999,202,"X",120,"DLH",20,"120DLH20",399,598.5,228,{"$f":"MIN(I2597,360/'Roof Bay Analysis'!$I$51*K2597)","v":342},77,null,null,null,null,null,null,null,null,null,null,null,null,null,null,null,null,null,null,null,null,null,202120.03419999999,202,"X",120,"DLH",20,"120DLH20",399,598.5,228,{"$f":"MIN(AP2597,360/'Roof Bay Analysis'!$I$51*AR2597)","v":342},77]
[202120.0748,202120.1122,202,"X",120,"DLH",24,"120DLH24",748,1122,414,{"$f":"MIN(I2601,360/'Roof Bay Analysis'!$I$51*K2601)","v":621},132,null,null,null,null,null,null,null,null,null,null,null,null,null,null,null,null,null,null,null,null,null,202120.06210000001,202,"X",120,"DLH",24,"120DLH24",748,1122,414,{"$f":"MIN(AP2601,360/'Roof Bay Analysis'!$I$51*AR2601)","v":621},132]
[203104.05160000001,203104.07740000001,203,"X",104,"DLH",22,"104DLH22",516,774,244,{"$f":"MIN(I2607,360/'Roof Bay Analysis'!$I$51*K2607)","v":366},104,null,null,null,null,null,null,null,null,null,null,null,null,null,null,null,null,null,null,null,null,null,203104.03659999999,203,"X",104,"DLH",22,"104DLH22",516,774,244,{"$f":"MIN(AP2607,360/'Roof Bay Analysis'!$I$51*AR2607)","v":366},104]
[203112.03829999999,203112.05744999999,203,"X",112,"DLH",20,"112DLH20",383,574.5,198,{"$f":"MIN(I2610,360/'Roof Bay Analysis'!$I$51*K2610)","v":297},76,null,null,null,null,null,null,null,null,null,null,null,null,null,null,null,null,null,null,null,null,null,203112.02970000001,203,"X",112,"DLH",20,"112DLH20",383,574.5,198,{"$f":"MIN(AP2610,360/'Roof Bay Analysis'!$I$51*AR2610)","v":297},76]
[203120.05739999999,203120.08609999999,203,"X",120,"DLH",22,"120DLH22",574,861,327,{"$f":"MIN(I2617,360/'Roof Bay Analysis'!$I$51*K2617)","v":490.5},104,null,null,null,null,null,null,null,null,null,null,null,null,null,null,null,null,null,null,null,null,null,203120.04905,203,"X",120,"DLH",22,"120DLH22",574,861,327,{"$f":"MIN(AP2617,360/'Roof Bay Analysis'!$I$51*AR2617)","v":490.5},104]
[204104.03150000001,204104.04725,204,"X",104,"DLH",19,"104DLH19",315,472.5,150,{"$f":"MIN(I2622,360/'Roof Bay Analysis'!$I$51*K2622)","v":225},67,null,null,null,null,null,null,null,null,null,null,null,null,null,null,null,null,null,null,null,null,null,204104.02249999999,204,"X",104,"DLH",19,"104DLH19",315,472.5,150,{"$f":"MIN(AP2622,360/'Roof Bay Analysis'!$I$51*AR2622)","v":225},67]
[204104.03570000001,204104.05355000001,204,"X",104,"DLH",20,"104DLH20",357,535.5,170,{"$f":"MIN(I2623,360/'Roof Bay Analysis'!$I$51*K2623)","v":255},75,null,null,null,null,null,null,null,null,null,null,null,null,null,null,null,null,null,null,null,null,null,204104.02549999999,204,"X",104,"DLH",20,"104DLH20",357,535.5,170,{"$f":"MIN(AP2623,360/'Roof Bay Analysis'!$I$51*AR2623)","v":255},75]
[204112.03320000001,204112.04980000001,204,"X",112,"DLH",19,"112DLH19",332,498,175,{"$f":"MIN(I2627,360/'Roof Bay Analysis'!$I$51*K2627)","v":262.5},67,null,null,null,null,null,null,null,null,null,null,null,null,null,null,null,null,null,null,null,null,null,204112.02625,204,"X",112,"DLH",19,"112DLH19",332,498,175,{"$f":"MIN(AP2627,360/'Roof Bay Analysis'!$I$51*AR2627)","v":262.5},67]
[204112.07130000001,204112.10694999999,204,"X",112,"DLH",24,"112DLH24",713,1069.5,359,{"$f":"MIN(I2632,360/'Roof Bay Analysis'!$I$51*K2632)","v":538.5},131,null,null,null,null,null,null,null,null,null,null,null,null,null,null,null,null,null,null,null,null,null,204112.05385,204,"X",112,"DLH",24,"112DLH24",713,1069.5,359,{"$f":"MIN(AP2632,360/'Roof Bay Analysis'!$I$51*AR2632)","v":538.5},131]
[205104.03150000001,205104.04725,205,"X",104,"DLH",19,"104DLH19",315,472.5,150,{"$f":"MIN(I2640,360/'Roof Bay Analysis'!$I$51*K2640)","v":225},67,null,null,null,null,null,null,null,null,null,null,null,null,null,null,null,null,null,null,null,null,null,205104.02249999999,205,"X",104,"DLH",19,"104DLH19",315,472.5,150,{"$f":"MIN(AP2640,360/'Roof Bay Analysis'!$I$51*AR2640)","v":225},67]
[205104.04459999999,205104.06690000001,205,"X",104,"DLH",21,"104DLH21",446,669,209,{"$f":"MIN(I2642,360/'Roof Bay Analysis'!$I$51*K2642)","v":313.5},90,null,null,null,null,null,null,null,null,null,null,null,null,null,null,null,null,null,null,null,null,null,205104.03135,205,"X",104,"DLH",21,"104DLH21",446,669,209,{"$f":"MIN(AP2642,360/'Roof Bay Analysis'!$I$51*AR2642)","v":313.5},90]
[205112.04730000001,205112.07094999999,205,"X",112,"DLH",21,"112DLH21",473,709.5,244,{"$f":"MIN(I2647,360/'Roof Bay Analysis'!$I$51*K2647)","v":366},91,null,null,null,null,null,null,null,null,null,null,null,null,null,null,null,null,null,null,null,null,null,205112.03659999999,205,"X",112,"DLH",21,"112DLH21",473,709.5,244,{"$f":"MIN(AP2647,360/'Roof Bay Analysis'!$I$51*AR2647)","v":366},91]
[205120.05739999999,205120.08609999999,205,"X",120,"DLH",22,"120DLH22",574,861,327,{"$f":"MIN(I2653,360/'Roof Bay Analysis'!$I$51*K2653)","v":490.5},104,null,null,null,null,null,null,null,null,null,null,null,null,null,null,null,null,null,null,null,null,null,205120.04905,205,"X",120,"DLH",22,"120DLH22",574,861,327,{"$f":"MIN(AP2653,360/'Roof Bay Analysis'!$I$51*AR2653)","v":490.5},104]
[206112.03169999999,206112.04754999999,206,"X",112,"DLH",19,"112DLH19",317,475.5,162,{"$f":"MIN(I2657,360/'Roof Bay Analysis'!$I$51*K2657)","v":243},67,null,null,null,null,null,null,null,null,null,null,null,null,null,null,null,null,null,null,null,null,null,206112.02429999999,206,"X",112,"DLH",19,"112DLH19",317,475.5,162,{"$f":"MIN(AP2657,360/'Roof Bay Analysis'!$I$51*AR2657)","v":243},67]
[206112.068,206112.10200000001,206,"X",112,"DLH",24,"112DLH24",680,1020,334,{"$f":"MIN(I2662,360/'Roof Bay Analysis'!$I$51*K2662)","v":501},131,null,null,null,null,null,null,null,null,null,null,null,null,null,null,null,null,null,null,null,null,null,206112.05009999999,206,"X",112,"DLH",24,"112DLH24",680,1020,334,{"$f":"MIN(AP2662,360/'Roof Bay Analysis'!$I$51*AR2662)","v":501},131]
[206120.06020000001,206120.09030000001,206,"X",120,"DLH",23,"120DLH23",602,903,318,{"$f":"MIN(I2666,360/'Roof Bay Analysis'!$I$51*K2666)","v":477},111,null,null,null,null,null,null,null,null,null,null,null,null,null,null,null,null,null,null,null,null,null,206120.0477,206,"X",120,"DLH",23,"120DLH23",602,903,318,{"$f":"MIN(AP2666,360/'Roof Bay Analysis'!$I$51*AR2666)","v":477},111]
[207112.0521,207112.07814999999,207,"X",112,"DLH",22,"112DLH22",521,781.5,264,{"$f":"MIN(I2672,360/'Roof Bay Analysis'!$I$51*K2672)","v":396},104,null,null,null,null,null,null,null,null,null,null,null,null,null,null,null,null,null,null,null,null,null,207112.03959999999,207,"X",112,"DLH",22,"112DLH22",521,781.5,264,{"$f":"MIN(AP2672,360/'Roof Bay Analysis'!$I$51*AR2672)","v":396},104]
[207120.05470000001,207120.08205,207,"X",120,"DLH",22,"120DLH22",547,820.5,304,{"$f":"MIN(I2677,360/'Roof Bay Analysis'!$I$51*K2677)","v":456},104,null,null,null,null,null,null,null,null,null,null,null,null,null,null,null,null,null,null,null,null,null,207120.04560000001,207,"X",120,"DLH",22,"120DLH22",547,820.5,304,{"$f":"MIN(AP2677,360/'Roof Bay Analysis'!$I$51*AR2677)","v":456},104]
[207120.07130000001,207120.10694999999,207,"X",120,"DLH",24,"120DLH24",713,1069.5,386,{"$f":"MIN(I2679,360/'Roof Bay Analysis'!$I$51*K2679)","v":579},132,null,null,null,null,null,null,null,null,null,null,null,null,null,null,null,null,null,null,null,null,null,207120.05790000001,207,"X",120,"DLH",24,"120DLH24",713,1069.5,386,{"$f":"MIN(AP2679,360/'Roof Bay Analysis'!$I$51*AR2679)","v":579},132]
[208120.038,208120.057,208,"X",120,"DLH",20,"120DLH20",380,570,212,{"$f":"MIN(I2687,360/'Roof Bay Analysis'!$I$51*K2687)","v":318},77,null,null,null,null,null,null,null,null,null,null,null,null,null,null,null,null,null,null,null,null,null,208120.0318,208,"X",120,"DLH",20,"120DLH20",380,570,212,{"$f":"MIN(AP2687,360/'Roof Bay Analysis'!$I$51*AR2687)","v":318},77]
[208120.04740000001,208120.0711,208,"X",120,"DLH",21,"120DLH21",474,711,262,{"$f":"MIN(I2688,360/'Roof Bay Analysis'!$I$51*K2688)","v":393},92,null,null,null,null,null,null,null,null,null,null,null,null,null,null,null,null,null,null,null,null,null,208120.0393,208,"X",120,"DLH",21,"120DLH21",474,711,262,{"$f":"MIN(AP2688,360/'Roof Bay Analysis'!$I$51*AR2688)","v":393},92]
[209112.0521,209112.07814999999,209,"X",112,"DLH",22,"112DLH22",521,781.5,264,{"$f":"MIN(I2696,360/'Roof Bay Analysis'!$I$51*K2696)","v":396},104,null,null,null,null,null,null,null,null,null,null,null,null,null,null,null,null,null,null,null,null,null,209112.03959999999,209,"X",112,"DLH",22,"112DLH22",521,781.5,264,{"$f":"MIN(AP2696,360/'Roof Bay Analysis'!$I$51*AR2696)","v":396},104]
[209112.05600000001,209112.084,209,"X",112,"DLH",23,"112DLH23",560,840,276,{"$f":"MIN(I2697,360/'Roof Bay Analysis'!$I$51*K2697)","v":414},110,null,null,null,null,null,null,null,null,null,null,null,null,null,null,null,null,null,null,null,null,null,209112.04139999999,209,"X",112,"DLH",23,"112DLH23",560,840,276,{"$f":"MIN(AP2697,360/'Roof Bay Analysis'!$I$51*AR2697)","v":414},110]
[209120.07130000001,209120.10694999999,209,"X",120,"DLH",24,"120DLH24",713,1069.5,386,{"$f":"MIN(I2703,360/'Roof Bay Analysis'!$I$51*K2703)","v":579},132,null,null,null,null,null,null,null,null,null,null,null,null,null,null,null,null,null,null,null,null,null,209120.05790000001,209,"X",120,"DLH",24,"120DLH24",713,1069.5,386,{"$f":"MIN(AP2703,360/'Roof Bay Analysis'!$I$51*AR2703)","v":579},132]
[210112.05600000001,210112.084,210,"X",112,"DLH",23,"112DLH23",560,840,276,{"$f":"MIN(I2709,360/'Roof Bay Analysis'!$I$51*K2709)","v":414},110,null,null,null,null,null,null,null,null,null,null,null,null,null,null,null,null,null,null,null,null,null,210112.04139999999,210,"X",112,"DLH",23,"112DLH23",560,840,276,{"$f":"MIN(AP2709,360/'Roof Bay Analysis'!$I$51*AR2709)","v":414},110]
[210120.05470000001,210120.08205,210,"X",120,"DLH",22,"120DLH22",547,820.5,304,{"$f":"MIN(I2713,360/'Roof Bay Analysis'!$I$51*K2713)","v":456},104,null,null,null,null,null,null,null,null,null,null,null,null,null,null,null,null,null,null,null,null,null,210120.04560000001,210,"X",120,"DLH",22,"120DLH22",547,820.5,304,{"$f":"MIN(AP2713,360/'Roof Bay Analysis'!$I$51*AR2713)","v":456},104]
[211112.03479999999,211112.05220000001,211,"X",112,"DLH",20,"112DLH20",348,522,171,{"$f":"MIN(I2718,360/'Roof Bay Analysis'!$I$51*K2718)","v":256.5},76,null,null,null,null,null,null,null,null,null,null,null,null,null,null,null,null,null,null,null,null,null,211112.02565,211,"X",112,"DLH",20,"112DLH20",348,522,171,{"$f":"MIN(AP2718,360/'Roof Bay Analysis'!$I$51*AR2718)","v":256.5},76]
[211112.06479999999,211112.09719999999,211,"X",112,"DLH",24,"112DLH24",648,972,311,{"$f":"MIN(I2722,360/'Roof Bay Analysis'!$I$51*K2722)","v":466.5},131,null,null,null,null,null,null,null,null,null,null,null,null,null,null,null,null,null,null,null,null,null,211112.04665,211,"X",112,"DLH",24,"112DLH24",648,972,311,{"$f":"MIN(AP2722,360/'Roof Bay Analysis'!$I$51*AR2722)","v":466.5},131]
[211120.07819999999,211120.11730000001,211,"X",120,"DLH",25,"120DLH25",782,1173,421,{"$f":"MIN(I2728,360/'Roof Bay Analysis'!$I$51*K2728)","v":631.5},152,null,null,null,null,null,null,null,null,null,null,null,null,null,null,null,null,null,null,null,null,null,211120.06315,211,"X",120,"DLH",25,"120DLH25",782,1173,421,{"$f":"MIN(AP2728,360/'Roof Bay Analysis'!$I$51*AR2728)","v":631.5},152]
[212112.0533,212112.07995000001,212,"X",112,"DLH",23,"112DLH23",533,799.5,257,{"$f":"MIN(I2733,360/'Roof Bay Analysis'!$I$51*K2733)","v":385.5},110,null,null,null,null,null,null,null,null,null,null,null,null,null,null,null,null,null,null,null,null,null,212112.03855,212,"X",112,"DLH",23,"112DLH23",533,799.5,257,{"$f":"MIN(AP2733,360/'Roof Bay Analysis'!$I$51*AR2733)","v":385.5},110]
[212120.0362,212120.05429999999,212,"X",120,"DLH",20,"120DLH20",362,543,198,{"$f":"MIN(I2735,360/'Roof Bay Analysis'!$I$51*K2735)","v":297},77,null,null,null,null,null,null,null,null,null,null,null,null,null,null,null,null,null,null,null,null,null,212120.02970000001,212,"X",120,"DLH",20,"120DLH20",362,543,198,{"$f":"MIN(AP2735,360/'Roof Bay Analysis'!$I$51*AR2735)","v":297},77]
[213112.04300000001,213112.06450000001,213,"X",112,"DLH",21,"112DLH21",430,645,211,{"$f":"MIN(I2743,360/'Roof Bay Analysis'!$I$51*K2743)","v":316.5},91,null,null,null,null,null,null,null,null,null,null,null,null,null,null,null,null,null,null,null,null,null,213112.03164999999,213,"X",112,"DLH",21,"112DLH21",430,645,211,{"$f":"MIN(AP2743,360/'Roof Bay Analysis'!$I$51*AR2743)","v":316.5},91]
[213120.04519999999,213120.06779999999,213,"X",120,"DLH",21,"120DLH21",452,678,244,{"$f":"MIN(I2748,360/'Roof Bay Analysis'!$I$51*K2748)","v":366},92,null,null,null,null,null,null,null,null,null,null,null,null,null,null,null,null,null,null,null,null,null,213120.03659999999,213,"X",120,"DLH",21,"120DLH21",452,678,244,{"$f":"MIN(AP2748,360/'Roof Bay Analysis'!$I$51*AR2748)","v":366},92]
[213120.07819999999,213120.11730000001,213,"X",120,"DLH",25,"120DLH25",782,1173,421,{"$f":"MIN(I2752,360/'Roof Bay Analysis'!$I$51*K2752)","v":631.5},152,null,null,null,null,null,null,null,null,null,null,null,null,null,null,null,null,null,null,null,null,null,213120.06315,213,"X",120,"DLH",25,"120DLH25",782,1173,421,{"$f":"MIN(AP2752,360/'Roof Bay Analysis'!$I$51*AR2752)","v":631.5},152]
[214112.03030000001,214112.04545000001,214,"X",{"$f":"VALUE(LEFT(H2753,3))","v":112},{"$f":"MID(H2753,4,LEN(H2753)-5)","v":"DLH"},19,"112DLH19",303,454.5,151,{"$f":"MIN(I2753,360/'Roof Bay Analysis'!$I$51*K2753)","v":226.5},67,null,null,null,null,null,null,null,null,null,null,null,null,null,null,null,null,null,null,null,null,null,214112.02265,214,"X",{"$f":"VALUE(LEFT(AO2753,3))","v":112},{"$f":"MID(AO2753,4,LEN(AO2753)-5)","v":"DLH"},19,"112DLH19",303,454.5,151,{"$f":"MIN(AP2753,360/'Roof Bay Analysis'!$I$51*AR2753)","v":226.5},67]
[214112.06479999999,214112.09719999999,214,"X",112,"DLH",24,"112DLH24",648,972,311,{"$f":"MIN(I2758,360/'Roof Bay Analysis'!$I$51*K2758)","v":466.5},131,null,null,null,null,null,null,null,null,null,null,null,null,null,null,null,null,null,null,null,null,null,214112.04665,214,"X",112,"DLH",24,"112DLH24",648,972,311,{"$f":"MIN(AP2758,360/'Roof Bay Analysis'!$I$51*AR2758)","v":466.5},131]
[215112.03030000001,215112.04545000001,215,"X",112,"DLH",19,"112DLH19",303,454.5,151,{"$f":"MIN(I2765,360/'Roof Bay Analysis'!$I$51*K2765)","v":226.5},67,null,null,null,null,null,null,null,null,null,null,null,null,null,null,null,null,null,null,null,null,null,215112.02265,215,"X",112,"DLH",19,"112DLH19",303,454.5,151,{"$f":"MIN(AP2765,360/'Roof Bay Analysis'!$I$51*AR2765)","v":226.5},67]
[215112.0497,215112.07454999999,215,"X",112,"DLH",22,"112DLH22",497,745.5,246,{"$f":"MIN(I2768,360/'Roof Bay Analysis'!$I$51*K2768)","v":369},104,null,null,null,null,null,null,null,null,null,null,null,null,null,null,null,null,null,null,null,null,null,215112.03690000001,215,"X",112,"DLH",22,"112DLH22",497,745.5,246,{"$f":"MIN(AP2768,360/'Roof Bay Analysis'!$I$51*AR2768)","v":369},104]
[215120.05739999999,215120.08609999999,215,"X",120,"DLH",23,"120DLH23",574,861,296,{"$f":"MIN(I2774,360/'Roof Bay Analysis'!$I$51*K2774)","v":444},111,null,null,null,null,null,null,null,null,null,null,null,null,null,null,null,null,null,null,null,null,null,215120.04440000001,215,"X",120,"DLH",23,"120DLH23",574,861,296,{"$f":"MIN(AP2774,360/'Roof Bay Analysis'!$I$51*AR2774)","v":444},111]
[216112.03330000001,216112.04994999999,216,"X",112,"DLH",20,"112DLH20",333,499.5,160,{"$f":"MIN(I2778,360/'Roof Bay Analysis'!$I$51*K2778)","v":240},76,null,null,null,null,null,null,null,null,null,null,null,null,null,null,null,null,null,null,null,null,null,216112.024,216,"X",112,"DLH",20,"112DLH20",333,499.5,160,{"$f":"MIN(AP2778,360/'Roof Bay Analysis'!$I$51*AR2778)","v":240},76]
[216120.03469999999,216120.05205,216,"X",120,"DLH",20,"120DLH20",347,520.5,185,{"$f":"MIN(I2783,360/'Roof Bay Analysis'!$I$51*K2783)","v":277.5},77,null,null,null,null,null,null,null,null,null,null,null,null,null,null,null,null,null,null,null,null,null,216120.02775000001,216,"X",120,"DLH",20,"120DLH20",347,520.5,185,{"$f":"MIN(AP2783,360/'Roof Bay Analysis'!$I$51*AR2783)","v":277.5},77]
[217112.0289,217112.04334999999,217,"X",112,"DLH",19,"112DLH19",289,433.5,142,{"$f":"MIN(I2789,360/'Roof Bay Analysis'!$I$51*K2789)","v":213},67,null,null,null,null,null,null,null,null,null,null,null,null,null,null,null,null,null,null,null,null,null,217112.02129999999,217,"X",112,"DLH",19,"112DLH19",289,433.5,142,{"$f":"MIN(AP2789,360/'Roof Bay Analysis'!$I$51*AR2789)","v":213},67]
[217112.0411,217112.06164999999,217,"X",112,"DLH",21,"112DLH21",411,616.5,198,{"$f":"MIN(I2791,360/'Roof Bay Analysis'!$I$51*K2791)","v":297},91,null,null,null,null,null,null,null,null,null,null,null,null,null,null,null,null,null,null,null,null,null,217112.02970000001,217,"X",112,"DLH",21,"112DLH21",411,616.5,198,{"$f":"MIN(AP2791,360/'Roof Bay Analysis'!$I$51*AR2791)","v":297},91]
[217120.05480000001,217120.0822,217,"X",120,"DLH",23,"120DLH23",548,822,276,{"$f":"MIN(I2798,360/'Roof Bay Analysis'!$I$51*K2798)","v":414},111,null,null,null,null,null,null,null,null,null,null,null,null,null,null,null,null,null,null,null,null,null,217120.04139999999,217,"X",120,"DLH",23,"120DLH23",548,822,276,{"$f":"MIN(AP2798,360/'Roof Bay Analysis'!$I$51*AR2798)","v":414},111]
[218112.04740000001,218112.0711,218,"X",112,"DLH",22,"112DLH22",474,711,229,{"$f":"MIN(I2804,360/'Roof Bay Analysis'!$I$51*K2804)","v":343.5},104,null,null,null,null,null,null,null,null,null,null,null,null,null,null,null,null,null,null,null,null,null,218112.03435,218,"X",112,"DLH",22,"112DLH22",474,711,229,{"$f":"MIN(AP2804,360/'Roof Bay Analysis'!$I$51*AR2804)","v":343.5},104]
[218120.04319999999,218120.06479999999,218,"X",120,"DLH",21,"120DLH21",432,648,227,{"$f":"MIN(I2808,360/'Roof Bay Analysis'!$I$51*K2808)","v":340.5},92,null,null,null,null,null,null,null,null,null,null,null,null,null,null,null,null,null,null,null,null,null,218120.03404999999,218,"X",120,"DLH",21,"120DLH21",432,648,227,{"$f":"MIN(AP2808,360/'Roof Bay Analysis'!$I$51*AR2808)","v":340.5},92]
[218120.04990000001,218120.07485,218,"X",120,"DLH",22,"120DLH22",499,748.5,265,{"$f":"MIN(I2809,360/'Roof Bay Analysis'!$I$51*K2809)","v":397.5},104,null,null,null,null,null,null,null,null,null,null,null,null,null,null,null,null,null,null,null,null,null,218120.03975,218,"X",120,"DLH",22,"120DLH22",499,748.5,265,{"$f":"MIN(AP2809,360/'Roof Bay Analysis'!$I$51*AR2809)","v":397.5},104]
[219112.03330000001,219112.04994999999,219,"X",112,"DLH",20,"112DLH20",333,499.5,160,{"$f":"MIN(I2814,360/'Roof Bay Analysis'!$I$51*K2814)","v":240},76,null,null,null,null,null,null,null,null,null,null,null,null,null,null,null,null,null,null,null,null,null,219112.024,219,"X",112,"DLH",20,"112DLH20",333,499.5,160,{"$f":"MIN(AP2814,360/'Roof Bay Analysis'!$I$51*AR2814)","v":240},76]
[219120.04990000001,219120.07485,219,"X",120,"DLH",{"$f":"VALUE(RIGHT(H2821,2))","v":22},"120DLH22",499,748.5,265,{"$f":"MIN(I2821,360/'Roof Bay Analysis'!$I$51*K2821)","v":397.5},104,null,null,null,null,null,null,null,null,null,null,null,null,null,null,null,null,null,null,null,null,null,219120.03975,219,"X",120,"DLH",{"$f":"VALUE(RIGHT(AO2821,2))","v":22},"120DLH22",499,748.5,265,{"$f":"MIN(AP2821,360/'Roof Bay Analysis'!$I$51*AR2821)","v":397.5},104]
[219120.0748,219120.1122,219,"X",120,"DLH",25,"120DLH25",748,1122,393,{"$f":"MIN(I2824,360/'Roof Bay Analysis'!$I$51*K2824)","v":589.5},152,null,null,null,null,null,null,null,null,null,null,null,null,null,null,null,null,null,null,null,null,null,219120.05895000001,219,"X",120,"DLH",25,"120DLH25",748,1122,393,{"$f":"MIN(AP2824,360/'Roof Bay Analysis'!$I$51*AR2824)","v":589.5},152]
[220112.0509,220112.07634999999,220,"X",112,"DLH",23,"112DLH23",509,763.5,239,{"$f":"MIN(I2829,360/'Roof Bay Analysis'!$I$51*K2829)","v":358.5},110,null,null,null,null,null,null,null,null,null,null,null,null,null,null,null,null,null,null,null,null,null,220112.03584999999,220,"X",112,"DLH",23,"112DLH23",509,763.5,239,{"$f":"MIN(AP2829,360/'Roof Bay Analysis'!$I$51*AR2829)","v":358.5},110]
[220120.04990000001,220120.07485,220,"X",120,"DLH",22,"120DLH22",499,748.5,265,{"$f":"MIN(I2833,360/'Roof Bay Analysis'!$I$51*K2833)","v":397.5},104,null,null,null,null,null,null,null,null,null,null,null,null,null,null,null,null,null,null,null,null,null,220120.03975,220,"X",120,"DLH",22,"120DLH22",499,748.5,265,{"$f":"MIN(AP2833,360/'Roof Bay Analysis'!$I$51*AR2833)","v":397.5},104]
[220120.05480000001,220120.0822,220,"X",120,"DLH",23,"120DLH23",548,822,276,{"$f":"MIN(I2834,360/'Roof Bay Analysis'!$I$51*K2834)","v":414},111,null,null,null,null,null,null,null,null,null,null,null,null,null,null,null,null,null,null,null,null,null,220120.04139999999,220,"X",120,"DLH",23,"120DLH23",548,822,276,{"$f":"MIN(AP2834,360/'Roof Bay Analysis'!$I$51*AR2834)","v":414},111]
[220120.06510000001,220120.09765000001,220,"X",120,"DLH",24,"120DLH24",651,976.5,335,{"$f":"MIN(I2835,360/'Roof Bay Analysis'!$I$51*K2835)","v":502.5},132,null,null,null,null,null,null,null,null,null,null,null,null,null,null,null,null,null,null,null,null,null,220120.05025,220,"X",120,"DLH",24,"120DLH24",651,976.5,335,{"$f":"MIN(AP2835,360/'Roof Bay Analysis'!$I$51*AR2835)","v":502.5},132]
[220120.0748,220120.1122,220,"X",120,"DLH",25,"120DLH25",748,1122,393,{"$f":"MIN(I2836,360/'Roof Bay Analysis'!$I$51*K2836)","v":589.5},152,null,null,null,null,null,null,null,null,null,null,null,null,null,null,null,null,null,null,null,null,null,220120.05895000001,220,"X",120,"DLH",25,"120DLH25",748,1122,393,{"$f":"MIN(AP2836,360/'Roof Bay Analysis'!$I$51*AR2836)","v":589.5},152]
[221120.03320000001,221120.04980000001,221,"X",120,"DLH",20,"120DLH20",332,498,172,{"$f":"MIN(I2837,360/'Roof Bay Analysis'!$I$51*K2837)","v":258},77,null,null,null,null,null,null,null,null,null,null,null,null,null,null,null,null,null,null,null,null,null,221120.0258,221,"X",120,"DLH",20,"120DLH20",332,498,172,{"$f":"MIN(AP2837,360/'Roof Bay Analysis'!$I$51*AR2837)","v":258},77]
[221120.04139999999,221120.06210000001,221,"X",120,"DLH",21,"120DLH21",414,621,212,{"$f":"MIN(I2838,360/'Roof Bay Analysis'!$I$51*K2838)","v":318},92,null,null,null,null,null,null,null,null,null,null,null,null,null,null,null,null,null,null,null,null,null,221120.0318,221,"X",120,"DLH",21,"120DLH21",414,621,212,{"$f":"MIN(AP2838,360/'Roof Bay Analysis'!$I$51*AR2838)","v":318},92]
[221120.0477,221120.07154999999,221,"X",120,"DLH",22,"120DLH22",477,715.5,247,{"$f":"MIN(I2839,360/'Roof Bay Analysis'!$I$51*K2839)","v":370.5},104,null,null,null,null,null,null,null,null,null,null,null,null,null,null,null,null,null,null,null,null,null,221120.03705000001,221,"X",120,"DLH",22,"120DLH22",477,715.5,247,{"$f":"MIN(AP2839,360/'Roof Bay Analysis'!$I$51*AR2839)","v":370.5},104]
[221120.05239999999,221120.07860000001,221,"X",120,"DLH",23,"120DLH23",524,786,258,{"$f":"MIN(I2840,360/'Roof Bay Analysis'!$I$51*K2840)","v":387},111,null,null,null,null,null,null,null,null,null,null,null,null,null,null,null,null,null,null,null,null,null,221120.0387,221,"X",120,"DLH",23,"120DLH23",524,786,258,{"$f":"MIN(AP2840,360/'Roof Bay Analysis'!$I$51*AR2840)","v":387},111]
[221120.06229999999,221120.09344999999,221,"X",120,"DLH",24,"120DLH24",623,934.5,313,{"$f":"MIN(I2841,360/'Roof Bay Analysis'!$I$51*K2841)","v":469.5},132,null,null,null,null,null,null,null,null,null,null,null,null,null,null,null,null,null,null,null,null,null,221120.04694999999,221,"X",120,"DLH",24,"120DLH24",623,934.5,313,{"$f":"MIN(AP2841,360/'Roof Bay Analysis'!$I$51*AR2841)","v":469.5},132]
[221120.07149999999,221120.10725,221,"X",120,"DLH",25,"120DLH25",715,1072.5,367,{"$f":"MIN(I2842,360/'Roof Bay Analysis'!$I$51*K2842)","v":550.5},152,null,null,null,null,null,null,null,null,null,null,null,null,null,null,null,null,null,null,null,null,null,221120.05505,221,"X",120,"DLH",25,"120DLH25",715,1072.5,367,{"$f":"MIN(AP2842,360/'Roof Bay Analysis'!$I$51*AR2842)","v":550.5},152]
[222120.03320000001,222120.04980000001,222,"X",120,"DLH",20,"120DLH20",332,498,172,{"$f":"MIN(I2843,360/'Roof Bay Analysis'!$I$51*K2843)","v":258},77,null,null,null,null,null,null,null,null,null,null,null,null,null,null,null,null,null,null,null,null,null,222120.0258,222,"X",120,"DLH",20,"120DLH20",332,498,172,{"$f":"MIN(AP2843,360/'Roof Bay Analysis'!$I$51*AR2843)","v":258},77]
[222120.04139999999,222120.06210000001,222,"X",120,"DLH",21,"120DLH21",414,621,212,{"$f":"MIN(I2844,360/'Roof Bay Analysis'!$I$51*K2844)","v":318},92,null,null,null,null,null,null,null,null,null,null,null,null,null,null,null,null,null,null,null,null,null,222120.0318,222,"X",120,"DLH",21,"120DLH21",414,621,212,{"$f":"MIN(AP2844,360/'Roof Bay Analysis'!$I$51*AR2844)","v":318},92]
[222120.0477,222120.07154999999,222,"X",120,"DLH",22,"120DLH22",477,715.5,247,{"$f":"MIN(I2845,360/'Roof Bay Analysis'!$I$51*K2845)","v":370.5},104,null,null,null,null,null,null,null,null,null,null,null,null,null,null,null,null,null,null,null,null,null,222120.03705000001,222,"X",120,"DLH",22,"120DLH22",477,715.5,247,{"$f":"MIN(AP2845,360/'Roof Bay Analysis'!$I$51*AR2845)","v":370.5},104]
[222120.05239999999,222120.07860000001,222,"X",120,"DLH",23,"120DLH23",524,786,258,{"$f":"MIN(I2846,360/'Roof Bay Analysis'!$I$51*K2846)","v":387},111,null,null,null,null,null,null,null,null,null,null,null,null,null,null,null,null,null,null,null,null,null,222120.0387,222,"X",120,"DLH",23,"120DLH23",524,786,258,{"$f":"MIN(AP2846,360/'Roof Bay Analysis'!$I$51*AR2846)","v":387},111]
[222120.06229999999,222120.09344999999,222,"X",120,"DLH",24,"120DLH24",623,934.5,313,{"$f":"MIN(I2847,360/'Roof Bay Analysis'!$I$51*K2847)","v":469.5},132,null,null,null,null,null,null,null,null,null,null,null,null,null,null,null,null,null,null,null,null,null,222120.04694999999,222,"X",120,"DLH",24,"120DLH24",623,934.5,313,{"$f":"MIN(AP2847,360/'Roof Bay Analysis'!$I$51*AR2847)","v":469.5},132]
[222120.07149999999,222120.10725,222,"X",120,"DLH",25,"120DLH25",715,1072.5,367,{"$f":"MIN(I2848,360/'Roof Bay Analysis'!$I$51*K2848)","v":550.5},152,null,null,null,null,null,null,null,null,null,null,null,null,null,null,null,null,null,null,null,null,null,222120.05505,222,"X",120,"DLH",25,"120DLH25",715,1072.5,367,{"$f":"MIN(AP2848,360/'Roof Bay Analysis'!$I$51*AR2848)","v":550.5},152]
[223120.03320000001,223120.04980000001,223,"X",120,"DLH",20,"120DLH20",332,498,172,{"$f":"MIN(I2849,360/'Roof Bay Analysis'!$I$51*K2849)","v":258},77,null,null,null,null,null,null,null,null,null,null,null,null,null,null,null,null,null,null,null,null,null,223120.0258,223,"X",120,"DLH",20,"120DLH20",332,498,172,{"$f":"MIN(AP2849,360/'Roof Bay Analysis'!$I$51*AR2849)","v":258},77]
[223120.04139999999,223120.06210000001,223,"X",120,"DLH",21,"120DLH21",414,621,212,{"$f":"MIN(I2850,360/'Roof Bay Analysis'!$I$51*K2850)","v":318},92,null,null,null,null,null,null,null,null,null,null,null,null,null,null,null,null,null,null,null,null,null,223120.0318,223,"X",120,"DLH",21,"120DLH21",414,621,212,{"$f":"MIN(AP2850,360/'Roof Bay Analysis'!$I$51*AR2850)","v":318},92]
[223120.0477,223120.07154999999,223,"X",120,"DLH",22,"120DLH22",477,715.5,247,{"$f":"MIN(I2851,360/'Roof Bay Analysis'!$I$51*K2851)","v":370.5},104,null,null,null,null,null,null,null,null,null,null,null,null,null,null,null,null,null,null,null,null,null,223120.03705000001,223,"X",120,"DLH",22,"120DLH22",477,715.5,247,{"$f":"MIN(AP2851,360/'Roof Bay Analysis'!$I$51*AR2851)","v":370.5},104]
[223120.05239999999,223120.07860000001,223,"X",120,"DLH",23,"120DLH23",524,786,258,{"$f":"MIN(I2852,360/'Roof Bay Analysis'!$I$51*K2852)","v":387},111,null,null,null,null,null,null,null,null,null,null,null,null,null,null,null,null,null,null,null,null,null,223120.0387,223,"X",120,"DLH",23,"120DLH23",524,786,258,{"$f":"MIN(AP2852,360/'Roof Bay Analysis'!$I$51*AR2852)","v":387},111]
[223120.06229999999,223120.09344999999,223,"X",120,"DLH",24,"120DLH24",623,934.5,313,{"$f":"MIN(I2853,360/'Roof Bay Analysis'!$I$51*K2853)","v":469.5},132,null,null,null,null,null,null,null,null,null,null,null,null,null,null,null,null,null,null,null,null,null,223120.04694999999,223,"X",120,"DLH",24,"120DLH24",623,934.5,313,{"$f":"MIN(AP2853,360/'Roof Bay Analysis'!$I$51*AR2853)","v":469.5},132]
[223120.07149999999,223120.10725,223,"X",120,"DLH",25,"120DLH25",715,1072.5,367,{"$f":"MIN(I2854,360/'Roof Bay Analysis'!$I$51*K2854)","v":550.5},152,null,null,null,null,null,null,null,null,null,null,null,null,null,null,null,null,null,null,null,null,null,223120.05505,223,"X",120,"DLH",25,"120DLH25",715,1072.5,367,{"$f":"MIN(AP2854,360/'Roof Bay Analysis'!$I$51*AR2854)","v":550.5},152]
[224120.03320000001,224120.04980000001,224,"X",120,"DLH",20,"120DLH20",332,498,172,{"$f":"MIN(I2855,360/'Roof Bay Analysis'!$I$51*K2855)","v":258},77,null,null,null,null,null,null,null,null,null,null,null,null,null,null,null,null,null,null,null,null,null,224120.0258,224,"X",120,"DLH",20,"120DLH20",332,498,172,{"$f":"MIN(AP2855,360/'Roof Bay Analysis'!$I$51*AR2855)","v":258},77]
[224120.04139999999,224120.06210000001,224,"X",120,"DLH",21,"120DLH21",414,621,212,{"$f":"MIN(I2856,360/'Roof Bay Analysis'!$I$51*K2856)","v":318},92,null,null,null,null,null,null,null,null,null,null,null,null,null,null,null,null,null,null,null,null,null,224120.0318,224,"X",120,"DLH",21,"120DLH21",414,621,212,{"$f":"MIN(AP2856,360/'Roof Bay Analysis'!$I$51*AR2856)","v":318},92]
[224120.0477,224120.07154999999,224,"X",120,"DLH",22,"120DLH22",477,715.5,247,{"$f":"MIN(I2857,360/'Roof Bay Analysis'!$I$51*K2857)","v":370.5},104,null,null,null,null,null,null,null,null,null,null,null,null,null,null,null,null,null,null,null,null,null,224120.03705000001,224,"X",120,"DLH",22,"120DLH22",477,715.5,247,{"$f":"MIN(AP2857,360/'Roof Bay Analysis'!$I$51*AR2857)","v":370.5},104]
[224120.05239999999,224120.07860000001,224,"X",120,"DLH",23,"120DLH23",524,786,258,{"$f":"MIN(I2858,360/'Roof Bay Analysis'!$I$51*K2858)","v":387},111,null,null,null,null,null,null,null,null,null,null,null,null,null,null,null,null,null,null,null,null,null,224120.0387,224,"X",120,"DLH",23,"120DLH23",524,786,258,{"$f":"MIN(AP2858,360/'Roof Bay Analysis'!$I$51*AR2858)","v":387},111]
[224120.06229999999,224120.09344999999,224,"X",120,"DLH",24,"120DLH24",623,934.5,313,{"$f":"MIN(I2859,360/'Roof Bay Analysis'!$I$51*K2859)","v":469.5},132,null,null,null,null,null,null,null,null,null,null,null,null,null,null,null,null,null,null,null,null,null,224120.04694999999,224,"X",120,"DLH",24,"120DLH24",623,934.5,313,{"$f":"MIN(AP2859,360/'Roof Bay Analysis'!$I$51*AR2859)","v":469.5},132]
[224120.07149999999,224120.10725,224,"X",120,"DLH",25,"120DLH25",715,1072.5,367,{"$f":"MIN(I2860,360/'Roof Bay Analysis'!$I$51*K2860)","v":550.5},152,null,null,null,null,null,null,null,null,null,null,null,null,null,null,null,null,null,null,null,null,null,224120.05505,224,"X",120,"DLH",25,"120DLH25",715,1072.5,367,{"$f":"MIN(AP2860,360/'Roof Bay Analysis'!$I$51*AR2860)","v":550.5},152]
[225120.03320000001,225120.04980000001,225,"X",120,"DLH",20,"120DLH20",332,498,172,{"$f":"MIN(I2861,360/'Roof Bay Analysis'!$I$51*K2861)","v":258},77,null,null,null,null,null,null,null,null,null,null,null,null,null,null,null,null,null,null,null,null,null,225120.0258,225,"X",120,"DLH",20,"120DLH20",332,498,172,{"$f":"MIN(AP2861,360/'Roof Bay Analysis'!$I$51*AR2861)","v":258},77]
[225120.04139999999,225120.06210000001,225,"X",120,"DLH",21,"120DLH21",414,621,212,{"$f":"MIN(I2862,360/'Roof Bay Analysis'!$I$51*K2862)","v":318},92,null,null,null,null,null,null,null,null,null,null,null,null,null,null,null,null,null,null,null,null,null,225120.0318,225,"X",120,"DLH",21,"120DLH21",414,621,212,{"$f":"MIN(AP2862,360/'Roof Bay Analysis'!$I$51*AR2862)","v":318},92]
[225120.0477,225120.07154999999,225,"X",120,"DLH",22,"120DLH22",477,715.5,247,{"$f":"MIN(I2863,360/'Roof Bay Analysis'!$I$51*K2863)","v":370.5},104,null,null,null,null,null,null,null,null,null,null,null,null,null,null,null,null,null,null,null,null,null,225120.03705000001,225,"X",120,"DLH",22,"120DLH22",477,715.5,247,{"$f":"MIN(AP2863,360/'Roof Bay Analysis'!$I$51*AR2863)","v":370.5},104]
[225120.05239999999,225120.07860000001,225,"X",120,"DLH",23,"120DLH23",524,786,258,{"$f":"MIN(I2864,360/'Roof Bay Analysis'!$I$51*K2864)","v":387},111,null,null,null,null,null,null,null,null,null,null,null,null,null,null,null,null,null,null,null,null,null,225120.0387,225,"X",120,"DLH",23,"120DLH23",524,786,258,{"$f":"MIN(AP2864,360/'Roof Bay Analysis'!$I$51*AR2864)","v":387},111]
[225120.06229999999,225120.09344999999,225,"X",120,"DLH",24,"120DLH24",623,934.5,313,{"$f":"MIN(I2865,360/'Roof Bay Analysis'!$I$51*K2865)","v":469.5},132,null,null,null,null,null,null,null,null,null,null,null,null,null,null,null,null,null,null,null,null,null,225120.04694999999,225,"X",120,"DLH",24,"120DLH24",623,934.5,313,{"$f":"MIN(AP2865,360/'Roof Bay Analysis'!$I$51*AR2865)","v":469.5},132]
[225120.07149999999,225120.10725,225,"X",120,"DLH",25,"120DLH25",715,1072.5,367,{"$f":"MIN(I2866,360/'Roof Bay Analysis'!$I$51*K2866)","v":550.5},152,null,null,null,null,null,null,null,null,null,null,null,null,null,null,null,null,null,null,null,null,null,225120.05505,225,"X",120,"DLH",25,"120DLH25",715,1072.5,367,{"$f":"MIN(AP2866,360/'Roof Bay Analysis'!$I$51*AR2866)","v":550.5},152]
[226120.0318,226120.0477,226,"X",120,"DLH",20,"120DLH20",318,477,161,{"$f":"MIN(I2867,360/'Roof Bay Analysis'!$I$51*K2867)","v":241.5},77,null,null,null,null,null,null,null,null,null,null,null,null,null,null,null,null,null,null,null,null,null,226120.02415000001,226,"X",120,"DLH",20,"120DLH20",318,477,161,{"$f":"MIN(AP2867,360/'Roof Bay Analysis'!$I$51*AR2867)","v":241.5},77]
[226120.03959999999,226120.0594,226,"X",120,"DLH",21,"120DLH21",396,594,199,{"$f":"MIN(I2868,360/'Roof Bay Analysis'!$I$51*K2868)","v":298.5},92,null,null,null,null,null,null,null,null,null,null,null,null,null,null,null,null,null,null,null,null,null,226120.02984999999,226,"X",120,"DLH",21,"120DLH21",396,594,199,{"$f":"MIN(AP2868,360/'Roof Bay Analysis'!$I$51*AR2868)","v":298.5},92]
[226120.04569999999,226120.06855,226,"X",120,"DLH",22,"120DLH22",457,685.5,231,{"$f":"MIN(I2869,360/'Roof Bay Analysis'!$I$51*K2869)","v":346.5},104,null,null,null,null,null,null,null,null,null,null,null,null,null,null,null,null,null,null,null,null,null,226120.03464999999,226,"X",120,"DLH",22,"120DLH22",457,685.5,231,{"$f":"MIN(AP2869,360/'Roof Bay Analysis'!$I$51*AR2869)","v":346.5},104]
[226120.05009999999,226120.07514999999,226,"X",120,"DLH",23,"120DLH23",501,751.5,241,{"$f":"MIN(I2870,360/'Roof Bay Analysis'!$I$51*K2870)","v":361.5},111,null,null,null,null,null,null,null,null,null,null,null,null,null,null,null,null,null,null,null,null,null,226120.03615,226,"X",120,"DLH",23,"120DLH23",501,751.5,241,{"$f":"MIN(AP2870,360/'Roof Bay Analysis'!$I$51*AR2870)","v":361.5},111]
[226120.05960000001,226120.0894,226,"X",120,"DLH",24,"120DLH24",596,894,293,{"$f":"MIN(I2871,360/'Roof Bay Analysis'!$I$51*K2871)","v":439.5},132,null,null,null,null,null,null,null,null,null,null,null,null,null,null,null,null,null,null,null,null,null,226120.04394999999,226,"X",120,"DLH",24,"120DLH24",596,894,293,{"$f":"MIN(AP2871,360/'Roof Bay Analysis'!$I$51*AR2871)","v":439.5},132]
[226120.06839999999,226120.10260000001,226,"X",120,"DLH",25,"120DLH25",684,1026,344,{"$f":"MIN(I2872,360/'Roof Bay Analysis'!$I$51*K2872)","v":516},152,null,null,null,null,null,null,null,null,null,null,null,null,null,null,null,null,null,null,null,null,null,226120.05160000001,226,"X",120,"DLH",25,"120DLH25",684,1026,344,{"$f":"MIN(AP2872,360/'Roof Bay Analysis'!$I$51*AR2872)","v":516},152]
[227120.0318,227120.0477,227,"X",120,"DLH",20,"120DLH20",318,477,161,{"$f":"MIN(I2873,360/'Roof Bay Analysis'!$I$51*K2873)","v":241.5},77,null,null,null,null,null,null,null,null,null,null,null,null,null,null,null,null,null,null,null,null,null,227120.02415000001,227,"X",120,"DLH",20,"120DLH20",318,477,161,{"$f":"MIN(AP2873,360/'Roof Bay Analysis'!$I$51*AR2873)","v":241.5},77]
[227120.03959999999,227120.0594,227,"X",120,"DLH",21,"120DLH21",396,594,199,{"$f":"MIN(I2874,360/'Roof Bay Analysis'!$I$51*K2874)","v":298.5},92,null,null,null,null,null,null,null,null,null,null,null,null,null,null,null,null,null,null,null,null,null,227120.02984999999,227,"X",120,"DLH",21,"120DLH21",396,594,199,{"$f":"MIN(AP2874,360/'Roof Bay Analysis'!$I$51*AR2874)","v":298.5},92]
[227120.04569999999,227120.06855,227,"X",120,"DLH",22,"120DLH22",457,685.5,231,{"$f":"MIN(I2875,360/'Roof Bay Analysis'!$I$51*K2875)","v":346.5},104,null,null,null,null,null,null,null,null,null,null,null,null,null,null,null,null,null,null,null,null,null,227120.03464999999,227,"X",120,"DLH",22,"120DLH22",457,685.5,231,{"$f":"MIN(AP2875,360/'Roof Bay Analysis'!$I$51*AR2875)","v":346.5},104]
[227120.05009999999,227120.07514999999,227,"X",120,"DLH",23,"120DLH23",501,751.5,241,{"$f":"MIN(I2876,360/'Roof Bay Analysis'!$I$51*K2876)","v":361.5},111,null,null,null,null,null,null,null,null,null,null,null,null,null,null,null,null,null,null,null,null,null,227120.03615,227,"X",120,"DLH",23,"120DLH23",501,751.5,241,{"$f":"MIN(AP2876,360/'Roof Bay Analysis'!$I$51*AR2876)","v":361.5},111]
[227120.05960000001,227120.0894,227,"X",120,"DLH",24,"120DLH24",596,894,293,{"$f":"MIN(I2877,360/'Roof Bay Analysis'!$I$51*K2877)","v":439.5},132,null,null,null,null,null,null,null,null,null,null,null,null,null,null,null,null,null,null,null,null,null,227120.04394999999,227,"X",120,"DLH",24,"120DLH24",596,894,293,{"$f":"MIN(AP2877,360/'Roof Bay Analysis'!$I$51*AR2877)","v":439.5},132]
[227120.06839999999,227120.10260000001,227,"X",120,"DLH",25,"120DLH25",684,1026,344,{"$f":"MIN(I2878,360/'Roof Bay Analysis'!$I$51*K2878)","v":516},152,null,null,null,null,null,null,null,null,null,null,null,null,null,null,null,null,null,null,null,null,null,227120.05160000001,227,"X",120,"DLH",25,"120DLH25",684,1026,344,{"$f":"MIN(AP2878,360/'Roof Bay Analysis'!$I$51*AR2878)","v":516},152]
[228120.0318,228120.0477,228,"X",120,"DLH",20,"120DLH20",318,477,161,{"$f":"MIN(I2879,360/'Roof Bay Analysis'!$I$51*K2879)","v":241.5},77,null,null,null,null,null,null,null,null,null,null,null,null,null,null,null,null,null,null,null,null,null,228120.02415000001,228,"X",120,"DLH",20,"120DLH20",318,477,161,{"$f":"MIN(AP2879,360/'Roof Bay Analysis'!$I$51*AR2879)","v":241.5},77]
[228120.03959999999,228120.0594,228,"X",120,"DLH",21,"120DLH21",396,594,199,{"$f":"MIN(I2880,360/'Roof Bay Analysis'!$I$51*K2880)","v":298.5},92,null,null,null,null,null,null,null,null,null,null,null,null,null,null,null,null,null,null,null,null,null,228120.02984999999,228,"X",120,"DLH",21,"120DLH21",396,594,199,{"$f":"MIN(AP2880,360/'Roof Bay Analysis'!$I$51*AR2880)","v":298.5},92]
[228120.04569999999,228120.06855,228,"X",{"$f":"VALUE(LEFT(H2881,3))","v":120},{"$f":"MID(H2881,4,LEN(H2881)-5)","v":"DLH"},22,"120DLH22",457,685.5,231,{"$f":"MIN(I2881,360/'Roof Bay Analysis'!$I$51*K2881)","v":346.5},104,null,null,null,null,null,null,null,null,null,null,null,null,null,null,null,null,null,null,null,null,null,228120.03464999999,228,"X",{"$f":"VALUE(LEFT(AO2881,3))","v":120},{"$f":"MID(AO2881,4,LEN(AO2881)-5)","v":"DLH"},22,"120DLH22",457,685.5,231,{"$f":"MIN(AP2881,360/'Roof Bay Analysis'!$I$51*AR2881)","v":346.5},104]
[228120.05009999999,228120.07514999999,228,"X",120,"DLH",23,"120DLH23",501,751.5,241,{"$f":"MIN(I2882,360/'Roof Bay Analysis'!$I$51*K2882)","v":361.5},111,null,null,null,null,null,null,null,null,null,null,null,null,null,null,null,null,null,null,null,null,null,228120.03615,228,"X",120,"DLH",23,"120DLH23",501,751.5,241,{"$f":"MIN(AP2882,360/'Roof Bay Analysis'!$I$51*AR2882)","v":361.5},111]
[228120.05960000001,228120.0894,228,"X",120,"DLH",24,"120DLH24",596,894,293,{"$f":"MIN(I2883,360/'Roof Bay Analysis'!$I$51*K2883)","v":439.5},132,null,null,null,null,null,null,null,null,null,null,null,null,null,null,null,null,null,null,null,null,null,228120.04394999999,228,"X",120,"DLH",24,"120DLH24",596,894,293,{"$f":"MIN(AP2883,360/'Roof Bay Analysis'!$I$51*AR2883)","v":439.5},132]
[{"$f":"C2884*1000+E2884+I2884/10000","v":228120.06839999999},{"$f":"C2884*1000+E2884+J2884/10000","v":228120.10260000001},228,"X",120,"DLH",25,"120DLH25",684,{"$f":"1.5*I2884","v":1026},344,{"$f":"MIN(I2884,360/'Roof Bay Analysis'!$I$51*K2884)","v":516},152,null,null,null,null,null,null,null,null,null,null,null,null,null,null,null,null,null,null,null,null,null,{"$f":"AJ2884*1000+AL2884+AS2884/10000","v":228120.05160000001},228,"X",120,"DLH",25,"120DLH25",684,{"$f":"1.5*AP2884","v":1026},344,{"$f":"MIN(AP2884,360/'Roof Bay Analysis'!$I$51*AR2884)","v":516},152]
[229120.0318,229120.0477,229,"X",120,"DLH",{"$f":"VALUE(RIGHT(H2885,2))","v":20},"120DLH20",318,477,161,{"$f":"MIN(I2885,360/'Roof Bay Analysis'!$I$51*K2885)","v":241.5},77,null,null,null,null,null,null,null,null,null,null,null,null,null,null,null,null,null,null,null,null,null,229120.02415000001,229,"X",120,"DLH",{"$f":"VALUE(RIGHT(AO2885,2))","v":20},"120DLH20",318,477,161,{"$f":"MIN(AP2885,360/'Roof Bay Analysis'!$I$51*AR2885)","v":241.5},77]
[229120.03959999999,229120.0594,229,"X",120,"DLH",21,"120DLH21",396,594,199,{"$f":"MIN(I2886,360/'Roof Bay Analysis'!$I$51*K2886)","v":298.5},92,null,null,null,null,null,null,null,null,null,null,null,null,null,null,null,null,null,null,null,null,null,229120.02984999999,229,"X",120,"DLH",21,"120DLH21",396,594,199,{"$f":"MIN(AP2886,360/'Roof Bay Analysis'!$I$51*AR2886)","v":298.5},92]
[229120.04569999999,229120.06855,229,"X",120,"DLH",22,"120DLH22",457,685.5,231,{"$f":"MIN(I2887,360/'Roof Bay Analysis'!$I$51*K2887)","v":346.5},104,null,null,null,null,null,null,null,null,null,null,null,null,null,null,null,null,null,null,null,null,null,229120.03464999999,229,"X",120,"DLH",22,"120DLH22",457,685.5,231,{"$f":"MIN(AP2887,360/'Roof Bay Analysis'!$I$51*AR2887)","v":346.5},104]
[229120.05009999999,229120.07514999999,229,"X",120,"DLH",23,"120DLH23",501,751.5,241,{"$f":"MIN(I2888,360/'Roof Bay Analysis'!$I$51*K2888)","v":361.5},111,null,null,null,null,null,null,null,null,null,null,null,null,null,null,null,null,null,null,null,null,null,229120.03615,229,"X",120,"DLH",23,"120DLH23",501,751.5,241,{"$f":"MIN(AP2888,360/'Roof Bay Analysis'!$I$51*AR2888)","v":361.5},111]
[229120.05960000001,229120.0894,229,"X",120,"DLH",24,"120DLH24",596,894,293,{"$f":"MIN(I2889,360/'Roof Bay Analysis'!$I$51*K2889)","v":439.5},132,null,null,null,null,null,null,null,null,null,null,null,null,null,null,null,null,null,null,null,null,null,229120.04394999999,229,"X",120,"DLH",24,"120DLH24",596,894,293,{"$f":"MIN(AP2889,360/'Roof Bay Analysis'!$I$51*AR2889)","v":439.5},132]
[229120.06839999999,229120.10260000001,229,"X",120,"DLH",25,"120DLH25",684,1026,344,{"$f":"MIN(I2890,360/'Roof Bay Analysis'!$I$51*K2890)","v":516},152,null,null,null,null,null,null,null,null,null,null,null,null,null,null,null,null,null,null,null,null,null,229120.05160000001,229,"X",120,"DLH",25,"120DLH25",684,1026,344,{"$f":"MIN(AP2890,360/'Roof Bay Analysis'!$I$51*AR2890)","v":516},152]
[230120.0318,230120.0477,230,"X",120,"DLH",20,"120DLH20",318,477,161,{"$f":"MIN(I2891,360/'Roof Bay Analysis'!$I$51*K2891)","v":241.5},77,null,null,null,null,null,null,null,null,null,null,null,null,null,null,null,null,null,null,null,null,null,230120.02415000001,230,"X",120,"DLH",20,"120DLH20",318,477,161,{"$f":"MIN(AP2891,360/'Roof Bay Analysis'!$I$51*AR2891)","v":241.5},77]
[230120.03959999999,230120.0594,230,"X",120,"DLH",21,"120DLH21",396,594,199,{"$f":"MIN(I2892,360/'Roof Bay Analysis'!$I$51*K2892)","v":298.5},92,null,null,null,null,null,null,null,null,null,null,null,null,null,null,null,null,null,null,null,null,null,230120.02984999999,230,"X",120,"DLH",21,"120DLH21",396,594,199,{"$f":"MIN(AP2892,360/'Roof Bay Analysis'!$I$51*AR2892)","v":298.5},92]
[230120.04569999999,230120.06855,230,"X",120,"DLH",22,"120DLH22",457,685.5,231,{"$f":"MIN(I2893,360/'Roof Bay Analysis'!$I$51*K2893)","v":346.5},104,null,null,null,null,null,null,null,null,null,null,null,null,null,null,null,null,null,null,null,null,null,230120.03464999999,230,"X",120,"DLH",22,"120DLH22",457,685.5,231,{"$f":"MIN(AP2893,360/'Roof Bay Analysis'!$I$51*AR2893)","v":346.5},104]
[230120.05009999999,230120.07514999999,230,"X",120,"DLH",23,"120DLH23",501,751.5,241,{"$f":"MIN(I2894,360/'Roof Bay Analysis'!$I$51*K2894)","v":361.5},111,null,null,null,null,null,null,null,null,null,null,null,null,null,null,null,null,null,null,null,null,null,230120.03615,230,"X",120,"DLH",23,"120DLH23",501,751.5,241,{"$f":"MIN(AP2894,360/'Roof Bay Analysis'!$I$51*AR2894)","v":361.5},111]
[230120.05960000001,230120.0894,230,"X",120,"DLH",24,"120DLH24",596,894,293,{"$f":"MIN(I2895,360/'Roof Bay Analysis'!$I$51*K2895)","v":439.5},132,null,null,null,null,null,null,null,null,null,null,null,null,null,null,null,null,null,null,null,null,null,230120.04394999999,230,"X",120,"DLH",24,"120DLH24",596,894,293,{"$f":"MIN(AP2895,360/'Roof Bay Analysis'!$I$51*AR2895)","v":439.5},132]
[230120.06839999999,230120.10260000001,230,"X",120,"DLH",25,"120DLH25",684,1026,344,{"$f":"MIN(I2896,360/'Roof Bay Analysis'!$I$51*K2896)","v":516},152,null,null,null,null,null,null,null,null,null,null,null,null,null,null,null,null,null,null,null,null,null,230120.05160000001,230,"X",120,"DLH",25,"120DLH25",684,1026,344,{"$f":"MIN(AP2896,360/'Roof Bay Analysis'!$I$51*AR2896)","v":516},152]
[231120.03049999999,231120.04574999999,231,"X",120,"DLH",20,"120DLH20",305,457.5,151,{"$f":"MIN(I2897,360/'Roof Bay Analysis'!$I$51*K2897)","v":226.5},77,null,null,null,null,null,null,null,null,null,null,null,null,null,null,null,null,null,null,null,null,null,231120.02265,231,"X",120,"DLH",20,"120DLH20",305,457.5,151,{"$f":"MIN(AP2897,360/'Roof Bay Analysis'!$I$51*AR2897)","v":226.5},77]
[231120.0379,231120.05684999999,231,"X",120,"DLH",21,"120DLH21",379,568.5,186,{"$f":"MIN(I2898,360/'Roof Bay Analysis'!$I$51*K2898)","v":279},92,null,null,null,null,null,null,null,null,null,null,null,null,null,null,null,null,null,null,null,null,null,231120.02789999999,231,"X",120,"DLH",21,"120DLH21",379,568.5,186,{"$f":"MIN(AP2898,360/'Roof Bay Analysis'!$I$51*AR2898)","v":279},92]
[231120.04380000001,231120.06570000001,231,"X",120,"DLH",22,"120DLH22",438,657,217,{"$f":"MIN(I2899,360/'Roof Bay Analysis'!$I$51*K2899)","v":325.5},104,null,null,null,null,null,null,null,null,null,null,null,null,null,null,null,null,null,null,null,null,null,231120.03255,231,"X",120,"DLH",22,"120DLH22",438,657,217,{"$f":"MIN(AP2899,360/'Roof Bay Analysis'!$I$51*AR2899)","v":325.5},104]
[231120.04790000001,231120.07185000001,231,"X",120,"DLH",23,"120DLH23",479,718.5,227,{"$f":"MIN(I2900,360/'Roof Bay Analysis'!$I$51*K2900)","v":340.5},111,null,null,null,null,null,null,null,null,null,null,null,null,null,null,null,null,null,null,null,null,null,231120.03404999999,231,"X",120,"DLH",23,"120DLH23",479,718.5,227,{"$f":"MIN(AP2900,360/'Roof Bay Analysis'!$I$51*AR2900)","v":340.5},111]
[231120.05710000001,231120.08564999999,231,"X",120,"DLH",24,"120DLH24",571,856.5,275,{"$f":"MIN(I2901,360/'Roof Bay Analysis'!$I$51*K2901)","v":412.5},132,null,null,null,null,null,null,null,null,null,null,null,null,null,null,null,null,null,null,null,null,null,231120.04125000001,231,"X",120,"DLH",24,"120DLH24",571,856.5,275,{"$f":"MIN(AP2901,360/'Roof Bay Analysis'!$I$51*AR2901)","v":412.5},132]
[231120.0656,231120.09839999999,231,"X",120,"DLH",25,"120DLH25",656,984,322,{"$f":"MIN(I2902,360/'Roof Bay Analysis'!$I$51*K2902)","v":483},152,null,null,null,null,null,null,null,null,null,null,null,null,null,null,null,null,null,null,null,null,null,231120.04829999999,231,"X",120,"DLH",25,"120DLH25",656,984,322,{"$f":"MIN(AP2902,360/'Roof Bay Analysis'!$I$51*AR2902)","v":483},152]
[232120.03049999999,232120.04574999999,232,"X",120,"DLH",20,"120DLH20",305,457.5,151,{"$f":"MIN(I2903,360/'Roof Bay Analysis'!$I$51*K2903)","v":226.5},77,null,null,null,null,null,null,null,null,null,null,null,null,null,null,null,null,null,null,null,null,null,232120.02265,232,"X",120,"DLH",20,"120DLH20",305,457.5,151,{"$f":"MIN(AP2903,360/'Roof Bay Analysis'!$I$51*AR2903)","v":226.5},77]
[232120.0379,232120.05684999999,232,"X",120,"DLH",21,"120DLH21",379,568.5,186,{"$f":"MIN(I2904,360/'Roof Bay Analysis'!$I$51*K2904)","v":279},92,null,null,null,null,null,null,null,null,null,null,null,null,null,null,null,null,null,null,null,null,null,232120.02789999999,232,"X",120,"DLH",21,"120DLH21",379,568.5,186,{"$f":"MIN(AP2904,360/'Roof Bay Analysis'!$I$51*AR2904)","v":279},92]
[232120.04380000001,232120.06570000001,232,"X",120,"DLH",22,"120DLH22",438,657,217,{"$f":"MIN(I2905,360/'Roof Bay Analysis'!$I$51*K2905)","v":325.5},104,null,null,null,null,null,null,null,null,null,null,null,null,null,null,null,null,null,null,null,null,null,232120.03255,232,"X",120,"DLH",22,"120DLH22",438,657,217,{"$f":"MIN(AP2905,360/'Roof Bay Analysis'!$I$51*AR2905)","v":325.5},104]
[232120.04790000001,232120.07185000001,232,"X",120,"DLH",23,"120DLH23",479,718.5,227,{"$f":"MIN(I2906,360/'Roof Bay Analysis'!$I$51*K2906)","v":340.5},111,null,null,null,null,null,null,null,null,null,null,null,null,null,null,null,null,null,null,null,null,null,232120.03404999999,232,"X",120,"DLH",23,"120DLH23",479,718.5,227,{"$f":"MIN(AP2906,360/'Roof Bay Analysis'!$I$51*AR2906)","v":340.5},111]
[232120.05710000001,232120.08564999999,232,"X",120,"DLH",24,"120DLH24",571,856.5,275,{"$f":"MIN(I2907,360/'Roof Bay Analysis'!$I$51*K2907)","v":412.5},132,null,null,null,null,null,null,null,null,null,null,null,null,null,null,null,null,null,null,null,null,null,232120.04125000001,232,"X",120,"DLH",24,"120DLH24",571,856.5,275,{"$f":"MIN(AP2907,360/'Roof Bay Analysis'!$I$51*AR2907)","v":412.5},132]
[232120.0656,232120.09839999999,232,"X",120,"DLH",25,"120DLH25",656,984,322,{"$f":"MIN(I2908,360/'Roof Bay Analysis'!$I$51*K2908)","v":483},152,null,null,null,null,null,null,null,null,null,null,null,null,null,null,null,null,null,null,null,null,null,232120.04829999999,232,"X",120,"DLH",25,"120DLH25",656,984,322,{"$f":"MIN(AP2908,360/'Roof Bay Analysis'!$I$51*AR2908)","v":483},152]
[233120.03049999999,233120.04574999999,233,"X",120,"DLH",20,"120DLH20",305,457.5,151,{"$f":"MIN(I2909,360/'Roof Bay Analysis'!$I$51*K2909)","v":226.5},77,null,null,null,null,null,null,null,null,null,null,null,null,null,null,null,null,null,null,null,null,null,233120.02265,233,"X",120,"DLH",20,"120DLH20",305,457.5,151,{"$f":"MIN(AP2909,360/'Roof Bay Analysis'!$I$51*AR2909)","v":226.5},77]
[233120.0379,233120.05684999999,233,"X",120,"DLH",21,"120DLH21",379,568.5,186,{"$f":"MIN(I2910,360/'Roof Bay Analysis'!$I$51*K2910)","v":279},92,null,null,null,null,null,null,null,null,null,null,null,null,null,null,null,null,null,null,null,null,null,233120.02789999999,233,"X",120,"DLH",21,"120DLH21",379,568.5,186,{"$f":"MIN(AP2910,360/'Roof Bay Analysis'!$I$51*AR2910)","v":279},92]
[233120.04380000001,233120.06570000001,233,"X",120,"DLH",22,"120DLH22",438,657,217,{"$f":"MIN(I2911,360/'Roof Bay Analysis'!$I$51*K2911)","v":325.5},104,null,null,null,null,null,null,null,null,null,null,null,null,null,null,null,null,null,null,null,null,null,233120.03255,233,"X",120,"DLH",22,"120DLH22",438,657,217,{"$f":"MIN(AP2911,360/'Roof Bay Analysis'!$I$51*AR2911)","v":325.5},104]
[233120.04790000001,233120.07185000001,233,"X",120,"DLH",23,"120DLH23",479,718.5,227,{"$f":"MIN(I2912,360/'Roof Bay Analysis'!$I$51*K2912)","v":340.5},111,null,null,null,null,null,null,null,null,null,null,null,null,null,null,null,null,null,null,null,null,null,233120.03404999999,233,"X",120,"DLH",23,"120DLH23",479,718.5,227,{"$f":"MIN(AP2912,360/'Roof Bay Analysis'!$I$51*AR2912)","v":340.5},111]
[233120.05710000001,233120.08564999999,233,"X",120,"DLH",24,"120DLH24",571,856.5,275,{"$f":"MIN(I2913,360/'Roof Bay Analysis'!$I$51*K2913)","v":412.5},132,null,null,null,null,null,null,null,null,null,null,null,null,null,null,null,null,null,null,null,null,null,233120.04125000001,233,"X",120,"DLH",24,"120DLH24",571,856.5,275,{"$f":"MIN(AP2913,360/'Roof Bay Analysis'!$I$51*AR2913)","v":412.5},132]
[233120.0656,233120.09839999999,233,"X",120,"DLH",25,"120DLH25",656,984,322,{"$f":"MIN(I2914,360/'Roof Bay Analysis'!$I$51*K2914)","v":483},152,null,null,null,null,null,null,null,null,null,null,null,null,null,null,null,null,null,null,null,null,null,233120.04829999999,233,"X",120,"DLH",25,"120DLH25",656,984,322,{"$f":"MIN(AP2914,360/'Roof Bay Analysis'!$I$51*AR2914)","v":483},152]
[234120.03049999999,234120.04574999999,234,"X",120,"DLH",20,"120DLH20",305,457.5,151,{"$f":"MIN(I2915,360/'Roof Bay Analysis'!$I$51*K2915)","v":226.5},77,null,null,null,null,null,null,null,null,null,null,null,null,null,null,null,null,null,null,null,null,null,234120.02265,234,"X",120,"DLH",20,"120DLH20",305,457.5,151,{"$f":"MIN(AP2915,360/'Roof Bay Analysis'!$I$51*AR2915)","v":226.5},77]
[234120.0379,234120.05684999999,234,"X",120,"DLH",21,"120DLH21",379,568.5,186,{"$f":"MIN(I2916,360/'Roof Bay Analysis'!$I$51*K2916)","v":279},92,null,null,null,null,null,null,null,null,null,null,null,null,null,null,null,null,null,null,null,null,null,234120.02789999999,234,"X",120,"DLH",21,"120DLH21",379,568.5,186,{"$f":"MIN(AP2916,360/'Roof Bay Analysis'!$I$51*AR2916)","v":279},92]
[234120.04380000001,234120.06570000001,234,"X",120,"DLH",22,"120DLH22",438,657,217,{"$f":"MIN(I2917,360/'Roof Bay Analysis'!$I$51*K2917)","v":325.5},104,null,null,null,null,null,null,null,null,null,null,null,null,null,null,null,null,null,null,null,null,null,234120.03255,234,"X",120,"DLH",22,"120DLH22",438,657,217,{"$f":"MIN(AP2917,360/'Roof Bay Analysis'!$I$51*AR2917)","v":325.5},104]
[234120.04790000001,234120.07185000001,234,"X",120,"DLH",23,"120DLH23",479,718.5,227,{"$f":"MIN(I2918,360/'Roof Bay Analysis'!$I$51*K2918)","v":340.5},111,null,null,null,null,null,null,null,null,null,null,null,null,null,null,null,null,null,null,null,null,null,234120.03404999999,234,"X",120,"DLH",23,"120DLH23",479,718.5,227,{"$f":"MIN(AP2918,360/'Roof Bay Analysis'!$I$51*AR2918)","v":340.5},111]
[234120.05710000001,234120.08564999999,234,"X",120,"DLH",24,"120DLH24",571,856.5,275,{"$f":"MIN(I2919,360/'Roof Bay Analysis'!$I$51*K2919)","v":412.5},132,null,null,null,null,null,null,null,null,null,null,null,null,null,null,null,null,null,null,null,null,null,234120.04125000001,234,"X",120,"DLH",24,"120DLH24",571,856.5,275,{"$f":"MIN(AP2919,360/'Roof Bay Analysis'!$I$51*AR2919)","v":412.5},132]
[234120.0656,234120.09839999999,234,"X",120,"DLH",25,"120DLH25",656,984,322,{"$f":"MIN(I2920,360/'Roof Bay Analysis'!$I$51*K2920)","v":483},152,null,null,null,null,null,null,null,null,null,null,null,null,null,null,null,null,null,null,null,null,null,234120.04829999999,234,"X",120,"DLH",25,"120DLH25",656,984,322,{"$f":"MIN(AP2920,360/'Roof Bay Analysis'!$I$51*AR2920)","v":483},152]
[235120.03049999999,235120.04574999999,235,"X",120,"DLH",20,"120DLH20",305,457.5,151,{"$f":"MIN(I2921,360/'Roof Bay Analysis'!$I$51*K2921)","v":226.5},77,null,null,null,null,null,null,null,null,null,null,null,null,null,null,null,null,null,null,null,null,null,235120.02265,235,"X",120,"DLH",20,"120DLH20",305,457.5,151,{"$f":"MIN(AP2921,360/'Roof Bay Analysis'!$I$51*AR2921)","v":226.5},77]
[235120.0379,235120.05684999999,235,"X",120,"DLH",21,"120DLH21",379,568.5,186,{"$f":"MIN(I2922,360/'Roof Bay Analysis'!$I$51*K2922)","v":279},92,null,null,null,null,null,null,null,null,null,null,null,null,null,null,null,null,null,null,null,null,null,235120.02789999999,235,"X",120,"DLH",21,"120DLH21",379,568.5,186,{"$f":"MIN(AP2922,360/'Roof Bay Analysis'!$I$51*AR2922)","v":279},92]
[235120.04380000001,235120.06570000001,235,"X",120,"DLH",22,"120DLH22",438,657,217,{"$f":"MIN(I2923,360/'Roof Bay Analysis'!$I$51*K2923)","v":325.5},104,null,null,null,null,null,null,null,null,null,null,null,null,null,null,null,null,null,null,null,null,null,235120.03255,235,"X",120,"DLH",22,"120DLH22",438,657,217,{"$f":"MIN(AP2923,360/'Roof Bay Analysis'!$I$51*AR2923)","v":325.5},104]
[235120.04790000001,235120.07185000001,235,"X",120,"DLH",23,"120DLH23",479,718.5,227,{"$f":"MIN(I2924,360/'Roof Bay Analysis'!$I$51*K2924)","v":340.5},111,null,null,null,null,null,null,null,null,null,null,null,null,null,null,null,null,null,null,null,null,null,235120.03404999999,235,"X",120,"DLH",23,"120DLH23",479,718.5,227,{"$f":"MIN(AP2924,360/'Roof Bay Analysis'!$I$51*AR2924)","v":340.5},111]
[235120.05710000001,235120.08564999999,235,"X",120,"DLH",24,"120DLH24",571,856.5,275,{"$f":"MIN(I2925,360/'Roof Bay Analysis'!$I$51*K2925)","v":412.5},132,null,null,null,null,null,null,null,null,null,null,null,null,null,null,null,null,null,null,null,null,null,235120.04125000001,235,"X",120,"DLH",24,"120DLH24",571,856.5,275,{"$f":"MIN(AP2925,360/'Roof Bay Analysis'!$I$51*AR2925)","v":412.5},132]
[235120.0656,235120.09839999999,235,"X",120,"DLH",25,"120DLH25",656,984,322,{"$f":"MIN(I2926,360/'Roof Bay Analysis'!$I$51*K2926)","v":483},152,null,null,null,null,null,null,null,null,null,null,null,null,null,null,null,null,null,null,null,null,null,235120.04829999999,235,"X",120,"DLH",25,"120DLH25",656,984,322,{"$f":"MIN(AP2926,360/'Roof Bay Analysis'!$I$51*AR2926)","v":483},152]
[236120.02919999999,236120.04380000001,236,"X",120,"DLH",20,"120DLH20",292,438,142,{"$f":"MIN(I2927,360/'Roof Bay Analysis'!$I$51*K2927)","v":213},77,null,null,null,null,null,null,null,null,null,null,null,null,null,null,null,null,null,null,null,null,null,236120.02129999999,236,"X",120,"DLH",20,"120DLH20",292,438,142,{"$f":"MIN(AP2927,360/'Roof Bay Analysis'!$I$51*AR2927)","v":213},77]
[236120.03630000001,236120.05445,236,"X",120,"DLH",21,"120DLH21",363,544.5,175,{"$f":"MIN(I2928,360/'Roof Bay Analysis'!$I$51*K2928)","v":262.5},92,null,null,null,null,null,null,null,null,null,null,null,null,null,null,null,null,null,null,null,null,null,236120.02625,236,"X",120,"DLH",21,"120DLH21",363,544.5,175,{"$f":"MIN(AP2928,360/'Roof Bay Analysis'!$I$51*AR2928)","v":262.5},92]
[236120.04199999999,236120.06299999999,236,"X",120,"DLH",22,"120DLH22",420,630,204,{"$f":"MIN(I2929,360/'Roof Bay Analysis'!$I$51*K2929)","v":306},104,null,null,null,null,null,null,null,null,null,null,null,null,null,null,null,null,null,null,null,null,null,236120.0306,236,"X",120,"DLH",22,"120DLH22",420,630,204,{"$f":"MIN(AP2929,360/'Roof Bay Analysis'!$I$51*AR2929)","v":306},104]
[236120.0459,236120.06885000001,236,"X",120,"DLH",23,"120DLH23",459,688.5,213,{"$f":"MIN(I2930,360/'Roof Bay Analysis'!$I$51*K2930)","v":319.5},111,null,null,null,null,null,null,null,null,null,null,null,null,null,null,null,null,null,null,null,null,null,236120.03195,236,"X",120,"DLH",23,"120DLH23",459,688.5,213,{"$f":"MIN(AP2930,360/'Roof Bay Analysis'!$I$51*AR2930)","v":319.5},111]
[236120.05480000001,236120.0822,236,"X",120,"DLH",24,"120DLH24",548,822,258,{"$f":"MIN(I2931,360/'Roof Bay Analysis'!$I$51*K2931)","v":387},132,null,null,null,null,null,null,null,null,null,null,null,null,null,null,null,null,null,null,null,null,null,236120.0387,236,"X",120,"DLH",24,"120DLH24",548,822,258,{"$f":"MIN(AP2931,360/'Roof Bay Analysis'!$I$51*AR2931)","v":387},132]
[236120.06280000001,236120.09419999999,236,"X",120,"DLH",25,"120DLH25",628,942,302,{"$f":"MIN(I2932,360/'Roof Bay Analysis'!$I$51*K2932)","v":453},152,null,null,null,null,null,null,null,null,null,null,null,null,null,null,null,null,null,null,null,null,null,236120.0453,236,"X",120,"DLH",25,"120DLH25",628,942,302,{"$f":"MIN(AP2932,360/'Roof Bay Analysis'!$I$51*AR2932)","v":453},152]
[237120.02919999999,237120.04380000001,237,"X",120,"DLH",20,"120DLH20",292,438,142,{"$f":"MIN(I2933,360/'Roof Bay Analysis'!$I$51*K2933)","v":213},77,null,null,null,null,null,null,null,null,null,null,null,null,null,null,null,null,null,null,null,null,null,237120.02129999999,237,"X",120,"DLH",20,"120DLH20",292,438,142,{"$f":"MIN(AP2933,360/'Roof Bay Analysis'!$I$51*AR2933)","v":213},77]
[237120.03630000001,237120.05445,237,"X",120,"DLH",21,"120DLH21",363,544.5,175,{"$f":"MIN(I2934,360/'Roof Bay Analysis'!$I$51*K2934)","v":262.5},92,null,null,null,null,null,null,null,null,null,null,null,null,null,null,null,null,null,null,null,null,null,237120.02625,237,"X",120,"DLH",21,"120DLH21",363,544.5,175,{"$f":"MIN(AP2934,360/'Roof Bay Analysis'!$I$51*AR2934)","v":262.5},92]
[237120.04199999999,237120.06299999999,237,"X",120,"DLH",22,"120DLH22",420,630,204,{"$f":"MIN(I2935,360/'Roof Bay Analysis'!$I$51*K2935)","v":306},104,null,null,null,null,null,null,null,null,null,null,null,null,null,null,null,null,null,null,null,null,null,237120.0306,237,"X",120,"DLH",22,"120DLH22",420,630,204,{"$f":"MIN(AP2935,360/'Roof Bay Analysis'!$I$51*AR2935)","v":306},104]
[237120.0459,237120.06885000001,237,"X",120,"DLH",23,"120DLH23",459,688.5,213,{"$f":"MIN(I2936,360/'Roof Bay Analysis'!$I$51*K2936)","v":319.5},111,null,null,null,null,null,null,null,null,null,null,null,null,null,null,null,null,null,null,null,null,null,237120.03195,237,"X",120,"DLH",23,"120DLH23",459,688.5,213,{"$f":"MIN(AP2936,360/'Roof Bay Analysis'!$I$51*AR2936)","v":319.5},111]
[237120.05480000001,237120.0822,237,"X",120,"DLH",24,"120DLH24",548,822,258,{"$f":"MIN(I2937,360/'Roof Bay Analysis'!$I$51*K2937)","v":387},132,null,null,null,null,null,null,null,null,null,null,null,null,null,null,null,null,null,null,null,null,null,237120.0387,237,"X",120,"DLH",24,"120DLH24",548,822,258,{"$f":"MIN(AP2937,360/'Roof Bay Analysis'!$I$51*AR2937)","v":387},132]
[237120.06280000001,237120.09419999999,237,"X",120,"DLH",25,"120DLH25",628,942,302,{"$f":"MIN(I2938,360/'Roof Bay Analysis'!$I$51*K2938)","v":453},152,null,null,null,null,null,null,null,null,null,null,null,null,null,null,null,null,null,null,null,null,null,237120.0453,237,"X",120,"DLH",25,"120DLH25",628,942,302,{"$f":"MIN(AP2938,360/'Roof Bay Analysis'!$I$51*AR2938)","v":453},152]
[238120.02919999999,238120.04380000001,238,"X",120,"DLH",20,"120DLH20",292,438,142,{"$f":"MIN(I2939,360/'Roof Bay Analysis'!$I$51*K2939)","v":213},77,null,null,null,null,null,null,null,null,null,null,null,null,null,null,null,null,null,null,null,null,null,238120.02129999999,238,"X",120,"DLH",20,"120DLH20",292,438,142,{"$f":"MIN(AP2939,360/'Roof Bay Analysis'!$I$51*AR2939)","v":213},77]
[238120.03630000001,238120.05445,238,"X",120,"DLH",21,"120DLH21",363,544.5,175,{"$f":"MIN(I2940,360/'Roof Bay Analysis'!$I$51*K2940)","v":262.5},92,null,null,null,null,null,null,null,null,null,null,null,null,null,null,null,null,null,null,null,null,null,238120.02625,238,"X",120,"DLH",21,"120DLH21",363,544.5,175,{"$f":"MIN(AP2940,360/'Roof Bay Analysis'!$I$51*AR2940)","v":262.5},92]
[238120.04199999999,238120.06299999999,238,"X",120,"DLH",22,"120DLH22",420,630,204,{"$f":"MIN(I2941,360/'Roof Bay Analysis'!$I$51*K2941)","v":306},104,null,null,null,null,null,null,null,null,null,null,null,null,null,null,null,null,null,null,null,null,null,238120.0306,238,"X",120,"DLH",22,"120DLH22",420,630,204,{"$f":"MIN(AP2941,360/'Roof Bay Analysis'!$I$51*AR2941)","v":306},104]
[238120.0459,238120.06885000001,238,"X",120,"DLH",23,"120DLH23",459,688.5,213,{"$f":"MIN(I2942,360/'Roof Bay Analysis'!$I$51*K2942)","v":319.5},111,null,null,null,null,null,null,null,null,null,null,null,null,null,null,null,null,null,null,null,null,null,238120.03195,238,"X",120,"DLH",23,"120DLH23",459,688.5,213,{"$f":"MIN(AP2942,360/'Roof Bay Analysis'!$I$51*AR2942)","v":319.5},111]
[238120.05480000001,238120.0822,238,"X",120,"DLH",24,"120DLH24",548,822,258,{"$f":"MIN(I2943,360/'Roof Bay Analysis'!$I$51*K2943)","v":387},132,null,null,null,null,null,null,null,null,null,null,null,null,null,null,null,null,null,null,null,null,null,238120.0387,238,"X",120,"DLH",24,"120DLH24",548,822,258,{"$f":"MIN(AP2943,360/'Roof Bay Analysis'!$I$51*AR2943)","v":387},132]
[238120.06280000001,238120.09419999999,238,"X",120,"DLH",25,"120DLH25",628,942,302,{"$f":"MIN(I2944,360/'Roof Bay Analysis'!$I$51*K2944)","v":453},152,null,null,null,null,null,null,null,null,null,null,null,null,null,null,null,null,null,null,null,null,null,238120.0453,238,"X",120,"DLH",25,"120DLH25",628,942,302,{"$f":"MIN(AP2944,360/'Roof Bay Analysis'!$I$51*AR2944)","v":453},152]
[239120.02919999999,239120.04380000001,239,"X",{"$f":"VALUE(LEFT(H2945,3))","v":120},{"$f":"MID(H2945,4,LEN(H2945)-5)","v":"DLH"},20,"120DLH20",292,438,142,{"$f":"MIN(I2945,360/'Roof Bay Analysis'!$I$51*K2945)","v":213},77,null,null,null,null,null,null,null,null,null,null,null,null,null,null,null,null,null,null,null,null,null,239120.02129999999,239,"X",{"$f":"VALUE(LEFT(AO2945,3))","v":120},{"$f":"MID(AO2945,4,LEN(AO2945)-5)","v":"DLH"},20,"120DLH20",292,438,142,{"$f":"MIN(AP2945,360/'Roof Bay Analysis'!$I$51*AR2945)","v":213},77]
[239120.03630000001,239120.05445,239,"X",120,"DLH",21,"120DLH21",363,544.5,175,{"$f":"MIN(I2946,360/'Roof Bay Analysis'!$I$51*K2946)","v":262.5},92,null,null,null,null,null,null,null,null,null,null,null,null,null,null,null,null,null,null,null,null,null,239120.02625,239,"X",120,"DLH",21,"120DLH21",363,544.5,175,{"$f":"MIN(AP2946,360/'Roof Bay Analysis'!$I$51*AR2946)","v":262.5},92]
[239120.04199999999,239120.06299999999,239,"X",120,"DLH",22,"120DLH22",420,630,204,{"$f":"MIN(I2947,360/'Roof Bay Analysis'!$I$51*K2947)","v":306},104,null,null,null,null,null,null,null,null,null,null,null,null,null,null,null,null,null,null,null,null,null,239120.0306,239,"X",120,"DLH",22,"120DLH22",420,630,204,{"$f":"MIN(AP2947,360/'Roof Bay Analysis'!$I$51*AR2947)","v":306},104]
[{"$f":"C2948*1000+E2948+I2948/10000","v":239120.0459},{"$f":"C2948*1000+E2948+J2948/10000","v":239120.06885000001},239,"X",120,"DLH",23,"120DLH23",459,{"$f":"1.5*I2948","v":688.5},213,{"$f":"MIN(I2948,360/'Roof Bay Analysis'!$I$51*K2948)","v":319.5},111,null,null,null,null,null,null,null,null,null,null,null,null,null,null,null,null,null,null,null,null,null,{"$f":"AJ2948*1000+AL2948+AS2948/10000","v":239120.03195},239,"X",120,"DLH",23,"120DLH23",459,{"$f":"1.5*AP2948","v":688.5},213,{"$f":"MIN(AP2948,360/'Roof Bay Analysis'!$I$51*AR2948)","v":319.5},111]
[239120.05480000001,239120.0822,239,"X",120,"DLH",{"$f":"VALUE(RIGHT(H2949,2))","v":24},"120DLH24",548,822,258,{"$f":"MIN(I2949,360/'Roof Bay Analysis'!$I$51*K2949)","v":387},132,null,null,null,null,null,null,null,null,null,null,null,null,null,null,null,null,null,null,null,null,null,239120.0387,239,"X",120,"DLH",{"$f":"VALUE(RIGHT(AO2949,2))","v":24},"120DLH24",548,822,258,{"$f":"MIN(AP2949,360/'Roof Bay Analysis'!$I$51*AR2949)","v":387},132]
[239120.06280000001,239120.09419999999,239,"X",120,"DLH",25,"120DLH25",628,942,302,{"$f":"MIN(I2950,360/'Roof Bay Analysis'!$I$51*K2950)","v":453},152,null,null,null,null,null,null,null,null,null,null,null,null,null,null,null,null,null,null,null,null,null,239120.0453,239,"X",120,"DLH",25,"120DLH25",628,942,302,{"$f":"MIN(AP2950,360/'Roof Bay Analysis'!$I$51*AR2950)","v":453},152]
[240120.02919999999,240120.04380000001,240,"X",120,"DLH",20,"120DLH20",292,438,142,{"$f":"MIN(I2951,360/'Roof Bay Analysis'!$I$51*K2951)","v":213},77,null,null,null,null,null,null,null,null,null,null,null,null,null,null,null,null,null,null,null,null,null,240120.02129999999,240,"X",120,"DLH",20,"120DLH20",292,438,142,{"$f":"MIN(AP2951,360/'Roof Bay Analysis'!$I$51*AR2951)","v":213},77]
[240120.03630000001,240120.05445,240,"X",120,"DLH",21,"120DLH21",363,544.5,175,{"$f":"MIN(I2952,360/'Roof Bay Analysis'!$I$51*K2952)","v":262.5},92,null,null,null,null,null,null,null,null,null,null,null,null,null,null,null,null,null,null,null,null,null,240120.02625,240,"X",120,"DLH",21,"120DLH21",363,544.5,175,{"$f":"MIN(AP2952,360/'Roof Bay Analysis'!$I$51*AR2952)","v":262.5},92]
[240120.04199999999,240120.06299999999,240,"X",120,"DLH",22,"120DLH22",420,630,204,{"$f":"MIN(I2953,360/'Roof Bay Analysis'!$I$51*K2953)","v":306},104,null,null,null,null,null,null,null,null,null,null,null,null,null,null,null,null,null,null,null,null,null,240120.0306,240,"X",120,"DLH",22,"120DLH22",420,630,204,{"$f":"MIN(AP2953,360/'Roof Bay Analysis'!$I$51*AR2953)","v":306},104]
[240120.0459,240120.06885000001,240,"X",120,"DLH",23,"120DLH23",459,688.5,213,{"$f":"MIN(I2954,360/'Roof Bay Analysis'!$I$51*K2954)","v":319.5},111,null,null,null,null,null,null,null,null,null,null,null,null,null,null,null,null,null,null,null,null,null,240120.03195,240,"X",120,"DLH",23,"120DLH23",459,688.5,213,{"$f":"MIN(AP2954,360/'Roof Bay Analysis'!$I$51*AR2954)","v":319.5},111]
[240120.05480000001,240120.0822,240,"X",120,"DLH",24,"120DLH24",548,822,258,{"$f":"MIN(I2955,360/'Roof Bay Analysis'!$I$51*K2955)","v":387},132,null,null,null,null,null,null,null,null,null,null,null,null,null,null,null,null,null,null,null,null,null,240120.0387,240,"X",120,"DLH",24,"120DLH24",548,822,258,{"$f":"MIN(AP2955,360/'Roof Bay Analysis'!$I$51*AR2955)","v":387},132]
[240120.06280000001,240120.09419999999,240,"X",120,"DLH",25,"120DLH25",628,942,302,{"$f":"MIN(I2956,360/'Roof Bay Analysis'!$I$51*K2956)","v":453},152,null,null,null,null,null,null,null,null,null,null,null,null,null,null,null,null,null,null,null,null,null,240120.0453,240,"X",120,"DLH",25,"120DLH25",628,942,302,{"$f":"MIN(AP2956,360/'Roof Bay Analysis'!$I$51*AR2956)","v":453},152]
[999000,999000,999,"X",0,0,0,0,0,0,0,0,0,null,null,null,null,null,null,null,null,null,null,null,null,null,null,null,null,null,null,null,null,null,999000,999,"X",0,0,0,0,0,0,0,0,0]

{"sheet":"Bridging","index":11,"n_rows":167,"n_cols":53,"rows_kept":167,"cut":false,"hidden":true,"merged":[[2,1,3,1],[1,1,1,8],[152,10,152,22],[153,11,153,13],[154,11,154,13],[53,11,53,13],[54,11,54,13],[103,11,103,13],[104,11,104,13],[102,10,102,22],[2,5,3,5],[2,10,2,22],[52,10,52,22],[3,11,3,13],[4,11,4,13],[1,24,1,34],[2,26,2,34],[161,11,161,13],[159,10,159,22],[160,11,160,13],[44,24,44,34],[45,26,45,34],[87,24,87,34],[88,26,88,34],[95,24,95,34],[96,26,96,34],[71,44,71,52],[72,45,72,52],[79,44,79,52],[80,45,80,52],[1,44,1,52],[2,45,2,52],[36,44,36,52],[37,45,37,52]]}
[]
[null,"Joist Summary",null,null,null,null,null,null,null,null,null,null,null,null,null,null,null,null,null,null,null,null,null,null,"Maximum Joist Spacing for Horizontal Bridging, ft.",null,null,null,null,null,null,null,null,null,null,null,null,null,null,null,null,null,null,null,"Maximum Joist Spacing for Diagonal Bridging, ft."]
[null,"ID","Span","Spacing","Depth","Type","Section","Type* and","Full",null,"Number of Rows of Top Chord Bridging Required, Based on Maximum Span in Feet",null,null,null,null,null,null,null,null,null,null,null,null,null,"Type*","Bridging","Bridging Size - Equal Leg Angles, in. - Weight, plf",null,null,null,null,null,null,null,null,null,null,null,null,null,null,null,null,null,"Joist","Bridging Size - Equal Leg Angles, in. - Weight, plf"]
[null,null,"ft.","ft.","in.",null,"Number","Section","Name",null,"Type* and","Joist",null,null,1,2,3,4,5,6,7,8,9,null,"and","Force","1 x 7/64","1-1/4 x 7/64","1-1/2 x 7/64","1-3/4 x 7/64","2 x 1/8","2-1/2 x 5/32","3 x 3/16","3-1/2 x 1/4","4 x 1/4",null,null,null,null,null,null,null,null,null,"Depth","1 x 7/64","1-1/4 x 7/64","1-1/2 x 7/64","1-3/4 x 7/64","2 x 1/8","2-1/2 x 5/32","3 x 3/16","3-1/2 x 1/4"]
[null,{"$f":"'Roof Bay Analysis'!Y107","v":30018.0203},{"$f":"ROUNDUP('Roof Bay Analysis'!E11,0)","v":30},{"$f":"'Roof Bay Analysis'!C76","v":6.25},{"$f":"'Roof Bay Analysis'!Z107","v":18},{"$f":"'Roof Bay Analysis'!AA107","v":"K"},{"$f":"VALUE(RIGHT(I5,2))","v":3},{"$f":"RIGHT(I5,3)","v":"K 3"},{"$f":"'Roof Bay Analysis'!B76","v":"18K 3"},null,"Section","Depth, in.",null,null,"Row","Rows","Rows","Rows","Rows","Rows","Rows","Rows","Rows",null,"Section","lb.",0.7,0.89,1.07,1.26,1.65,2.57,3.71,5.8,6.6,null,null,null,null,null,null,null,null,null,"in.",0.7,0.89,1.07,1.26,1.65,2.57,3.71,5.8]
[null,"* H Signifies LH or DLH",null,null,null,null,null,null,null,null,"K 1",10,"to",14,17,26,28,null,null,null,null,null,null,null,"K 1",340,5,6.25,7.5,{"$f":"8+7/12","v":8.5833333333333339},10,12.5,{"$f":"14+7/12","v":14.583333333333334},17.166666666666668,19.5,null,null,null,null,null,null,null,null,null,10,{"$f":"6+7/12","v":6.583333333333333},8.25,{"$f":"9+11/12","v":9.9166666666666661},{"$f":"11+7/12","v":11.583333333333334},13.25,{"$f":"16+7/12","v":16.583333333333332},{"$f":"19+11/12","v":19.916666666666668},23.25]
[null,null,null,null,null,null,null,null,null,null,"K 2",16,"to",16,21,30,32,null,null,null,null,null,null,null,"K 2",340,5,6.25,7.5,{"$f":"8+7/12","v":8.5833333333333339},10,12.5,14.583333333333334,17.166666666666668,19.5,null,null,null,null,null,null,null,null,null,12,{"$f":"6+7/12","v":6.583333333333333},8.25,{"$f":"9+11/12","v":9.9166666666666661},{"$f":"11+7/12","v":11.583333333333334},13.25,16.583333333333332,19.916666666666668,23.25]
[null,{"$f":"K165","v":"Number of Rows of Top Chord Bridging Required"},null,null,null,null,{"$f":"K167","v":3},null,null,null,"K 3",12,"to",20,18,26,40,null,null,null,null,null,null,null,"K 3",340,5,6.25,7.5,{"$f":"8+7/12","v":8.5833333333333339},10,12.5,14.583333333333334,17.166666666666668,19.5,null,null,null,null,null,null,null,null,null,14,6.5,8.25,{"$f":"9+11/12","v":9.9166666666666661},{"$f":"11+7/12","v":11.583333333333334},13.25,16.583333333333332,19.916666666666668,23.25]
[null,null,null,null,null,null,null,null,null,null,"K 4",14,"to",24,20,30,41,48,null,null,null,null,null,null,"K 4",340,5,6.25,7.5,{"$f":"8+7/12","v":8.5833333333333339},10,12.5,14.583333333333334,17.166666666666668,19.5,null,null,null,null,null,null,null,null,null,16,6.5,{"$f":"8+2/12","v":8.1666666666666661},{"$f":"9+10/12","v":9.8333333333333339},{"$f":"11+7/12","v":11.583333333333334},13.25,16.583333333333332,19.916666666666668,23.25]
[null,"X-Bridging",null,null,null,null,null,null,null,null,"K 5",12,"to",24,20,30,42,48,null,null,null,null,null,null,"K 5",340,5,6.25,7.5,8.5833333333333339,10,12.5,14.583333333333334,17.166666666666668,19.5,null,null,null,null,null,null,null,null,null,18,6.5,{"$f":"8+2/12","v":8.1666666666666661},{"$f":"9+10/12","v":9.8333333333333339},11.5,13.25,16.583333333333332,19.916666666666668,23.25]
[null,"ASD or LRFD?",null,null,null,null,{"$f":"'Roof Bay Analysis'!D8","v":"ASD"},null,null,null,"K 5",26,"to",26,28,41,52,null,null,null,null,null,null,null,"K 6",340,5,6.25,7.5,8.5833333333333339,10,12.5,14.583333333333334,17.166666666666668,19.5,null,null,null,null,null,null,null,null,null,20,{"$f":"6+5/12","v":6.416666666666667},{"$f":"8+2/12","v":8.1666666666666661},{"$f":"9+10/12","v":9.8333333333333339},11.5,{"$f":"13+2/12","v":13.166666666666666},16.583333333333332,19.916666666666668,23.25]
[null,"K Span ≤ 60 ft?",null,null,null,null,{"$f":"IF(F5=\"K\",IF(C5<=60,\"YES\",\"NO\"),\"N/A\")","v":"YES"},null,null,null,"K 6",14,"to",24,20,31,42,48,null,null,null,null,null,null,"K 7",340,5,6.25,7.5,8.5833333333333339,10,12.5,14.583333333333334,17.166666666666668,19.5,null,null,null,null,null,null,null,null,null,22,{"$f":"6+4/12","v":6.333333333333333},{"$f":"8+1/12","v":8.0833333333333339},{"$f":"9+10/12","v":9.8333333333333339},11.5,{"$f":"13+2/12","v":13.166666666666666},16.5,19.916666666666668,23.25]
[null,"LH Span ≤ 60 ft?",null,null,null,null,{"$f":"IF(F5=\"LH\",IF(C5<=60,\"YES\",\"NO\"),\"N/A\")","v":"N/A"},null,null,null,"K 6",26,"to",28,28,41,54,56,null,null,null,null,null,null,"K 8",340,5,6.25,7.5,8.5833333333333339,10,12.5,14.583333333333334,17.166666666666668,19.5,null,null,null,null,null,null,null,null,null,24,{"$f":"6+4/12","v":6.333333333333333},{"$f":"8+1/12","v":8.0833333333333339},9.75,{"$f":"11+5/12","v":11.416666666666666},{"$f":"13+2/12","v":13.166666666666666},16.5,{"$f":"19+10/12","v":19.833333333333332},23.25]
[null,"If ASD and K Span ≤ 60 ft, is midspan X required?",null,null,null,null,{"$f":"IF(H14=\"N/A\",\"N/A\",IF(H14=\"X\",\"YES\",\"NO\"))","v":"NO"},{"$f":"IF(AND(G11=\"ASD\",G12=\"YES\",F5=\"K\"),INDEX('K Joists'!D4:D1424,MATCH(B5,'K Joists'!A4:A1424)),\"N/A\")","v":0},null,null,"K 7",16,"to",24,23,34,48,null,null,null,null,null,null,null,"K 9",450,{"$f":"4+4/12","v":4.333333333333333},{"$f":"6+1/12","v":6.083333333333333},7.5,8.5833333333333339,10,12.5,14.583333333333334,17.166666666666668,19.5,null,null,null,null,null,null,null,null,null,26,6.25,8,9.75,{"$f":"11+5/12","v":11.416666666666666},{"$f":"13+1/12","v":13.083333333333334},16.5,{"$f":"19+10/12","v":19.833333333333332},{"$f":"23+2/12","v":23.166666666666668}]
[null,"If LRFD and K Span ≤ 60 ft, is midspan X required?",null,null,null,null,{"$f":"IF(H15=\"N/A\",\"N/A\",IF(H15=\"X\",\"YES\",\"NO\"))","v":"N/A"},{"$f":"IF(AND(G11=\"LRFD\",G12=\"YES\",F5=\"K\"),INDEX('K Joists'!D4:D1424,MATCH(B5,'K Joists'!B4:B1424)),\"N/A\")","v":"N/A"},null,null,"K 7",26,"to",30,29,44,60,null,null,null,null,null,null,null,"K10",450,{"$f":"4+4/12","v":4.333333333333333},{"$f":"6+1/12","v":6.083333333333333},7.5,8.5833333333333339,10,12.5,14.583333333333334,17.166666666666668,19.5,null,null,null,null,null,null,null,null,null,28,6.25,8,{"$f":"9+8/12","v":9.6666666666666661},{"$f":"11+5/12","v":11.416666666666666},{"$f":"13+1/12","v":13.083333333333334},16.5,{"$f":"19+10/12","v":19.833333333333332},{"$f":"23+2/12","v":23.166666666666668}]
[null,"If ASD and LH Span ≤ 60 ft, is midspan X required?",null,null,null,null,"N/A",{"$f":"IF(AND(G11=\"ASD\",G13=\"YES\",F5=\"LH\"),INDEX('LH Joists'!D4:D2225,MATCH(B5,'LH Joists'!A4:A2225)),\"N/A\")","v":"N/A"},null,null,"K 8",24,"to",24,25,39,48,null,null,null,null,null,null,null,"K11",560,{"$f":"3+11/12","v":3.9166666666666665},5.5,7.25,8.5833333333333339,10,12.5,14.583333333333334,17.166666666666668,19.5,null,null,null,null,null,null,null,null,null,30,{"$f":"6+2/12","v":6.166666666666667},{"$f":"7+11/12","v":7.916666666666667},{"$f":"9+8/12","v":9.6666666666666661},{"$f":"11+4/12","v":11.333333333333334},{"$f":"13+1/12","v":13.083333333333334},{"$f":"16+5/12","v":16.416666666666668},{"$f":"19+10/12","v":19.833333333333332},{"$f":"23+2/12","v":23.166666666666668}]
[null,"If LRFD and LH Span ≤ 60 ft, is midspan X required?",null,null,null,null,"N/A",{"$f":"IF(AND(G11=\"LRFD\",G13=\"YES\",F5=\"LH\"),INDEX('LH Joists'!D4:D2225,MATCH(B5,'LH Joists'!B4:B2225)),\"N/A\")","v":"N/A"},null,null,"K 8",26,"to",30,29,44,60,null,null,null,null,null,null,null,"K12",560,{"$f":"3+11/12","v":3.9166666666666665},5.5,7.25,8.5833333333333339,10,12.5,14.583333333333334,17.166666666666668,19.5,null,null,null,null,null,null,null,null,null,32,{"$f":"6+1/12","v":6.083333333333333},{"$f":"7+10/12","v":7.833333333333333},{"$f":"9+7/12","v":9.5833333333333339},{"$f":"11+4/12","v":11.333333333333334},13,{"$f":"16+5/12","v":16.416666666666668},19.75,{"$f":"23+2/12","v":23.166666666666668}]
[null,"Rows of X-Bridging",null,null,null,null,{"$f":"IF(F5=\"DLH\",G8,IF(AND(F5=\"LH\",C5>60),G8,IF(OR(G14=\"YES\",G15=\"YES\",G16=\"YES\",G17=\"YES\"),1,0)))","v":0},null,null,null,"K 9",16,"to",24,22,34,48,null,null,null,null,null,null,null,"H 2",400,{"$f":"4+7/12","v":4.583333333333333},6.25,7.5,8.75,10,12.5,14.583333333333334,17.166666666666668,19.5,null,null,null,null,null,null,null,null,null,36,{"$f":"5+11/12","v":5.916666666666667},7.75,9.5,11.25,{"$f":"12+11/12","v":12.916666666666666},{"$f":"16+4/12","v":16.333333333333332},19.75,{"$f":"23+1/12","v":23.083333333333332}]
[null,"Length of Single Member",null,null,null,null,{"$f":"(D5^2+(E5/12)^2)^0.5","v":6.4274800660912206},"ft.",null,null,"K 9",26,"to",30,29,44,60,null,null,null,null,null,null,null,"H 3",400,{"$f":"4+7/12","v":4.583333333333333},6.25,7.5,8.75,10,12.5,14.583333333333334,17.166666666666668,19.5,null,null,null,null,null,null,null,null,null,40,5.75,{"$f":"7+7/12","v":7.583333333333333},{"$f":"9+5/12","v":9.4166666666666661},{"$f":"11+2/12","v":11.166666666666666},{"$f":"12+10/12","v":12.833333333333334},{"$f":"16+4/12","v":16.333333333333332},{"$f":"19+8/12","v":19.666666666666668},{"$f":"23+1/12","v":23.083333333333332}]
[null,"Length of Full Row",null,null,null,null,{"$f":"2*G19*'Roof Bay Analysis'!$D$40","v":102.83968105745953},"ft.",null,null,"K10",18,"to",24,22,38,48,null,null,null,null,null,null,null,"H 4",550,{"$f":"3+11/12","v":3.9166666666666665},5.5,{"$f":"7+4/12","v":7.333333333333333},8.75,10,12.5,14.583333333333334,17.166666666666668,19.5,null,null,null,null,null,null,null,null,null,44,5.5,{"$f":"7+5/12","v":7.416666666666667},9.25,11,12.75,16.25,{"$f":"19+7/12","v":19.583333333333332},23]
[null,"Total Length",null,null,null,null,{"$f":"G18*G20","v":0},"ft.",null,null,"K10",26,"to",30,29,48,60,null,null,null,null,null,null,null,"H 5",550,{"$f":"3+11/12","v":3.9166666666666665},5.5,{"$f":"7+4/12","v":7.333333333333333},8.75,10,12.5,14.583333333333334,17.166666666666668,19.5,null,null,null,null,null,null,null,null,null,48,{"$f":"5+4/12","v":5.333333333333333},7.25,{"$f":"9+2/12","v":9.1666666666666661},{"$f":"10+11/12","v":10.916666666666666},{"$f":"12+8/12","v":12.666666666666666},{"$f":"16+2/12","v":16.166666666666668},{"$f":"19+7/12","v":19.583333333333332},{"$f":"22+11/12","v":22.916666666666668}]
[null,"X-Bridging Weight",null,null,null,null,{"$f":"AS88","v":0.7},"plf",null,null,"K11",22,"to",22,24,39,44,null,null,null,null,null,null,null,"H 6",750,null,4.75,6.25,{"$f":"7+11/12","v":7.916666666666667},10,12.5,14.583333333333334,17.166666666666668,19.5,null,null,null,null,null,null,null,null,null,52,5,{"$f":"7+1/12","v":7.083333333333333},9,{"$f":"10+10/12","v":10.833333333333334},{"$f":"12+7/12","v":12.583333333333334},{"$f":"16+1/12","v":16.083333333333332},19.5,{"$f":"22+11/12","v":22.916666666666668}]
[null,null,null,null,null,null,null,null,null,null,"K11",30,"to",30,34,49,60,null,null,null,null,null,null,null,"H 7",750,null,4.75,6.25,{"$f":"7+11/12","v":7.916666666666667},10,12.5,14.583333333333334,17.166666666666668,19.5,null,null,null,null,null,null,null,null,null,56,4.75,{"$f":"6+10/12","v":6.833333333333333},{"$f":"8+10/12","v":8.8333333333333339},{"$f":"10+8/12","v":10.666666666666666},{"$f":"12+5/12","v":12.416666666666666},16,{"$f":"19+5/12","v":19.416666666666668},{"$f":"22+10/12","v":22.833333333333332}]
[null,"Horizontal Bridging",null,null,null,null,null,null,null,null,"K12",24,"to",24,25,43,48,null,null,null,null,null,null,null,"H 8",750,null,4.75,6.25,{"$f":"7+11/12","v":7.916666666666667},10,12.5,14.583333333333334,17.166666666666668,19.5,null,null,null,null,null,null,null,null,null,60,{"$f":"4+4/12","v":4.333333333333333},{"$f":"6+8/12","v":6.666666666666667},{"$f":"8+7/12","v":8.5833333333333339},10.5,{"$f":"12+4/12","v":12.333333333333334},{"$f":"15+10/12","v":15.833333333333334},{"$f":"19+4/12","v":19.333333333333332},22.75]
[null,"Is Span > 60 ft and Joist Spacing < 0.7 x depth?",null,null,null,null,{"$f":"IF(AND(C5>60,D5*12<0.7*E5),\"YES\",\"NO\")","v":"NO"},null,null,null,"K12",26,"to",30,29,47,60,null,null,null,null,null,null,null,"H 9",850,null,{"$f":"4+5/12","v":4.416666666666667},{"$f":"5+10/12","v":5.833333333333333},{"$f":"7+5/12","v":7.416666666666667},9.75,12.5,14.583333333333334,17.166666666666668,19.5,null,null,null,null,null,null,null,null,null,64,null,{"$f":"6+4/12","v":6.333333333333333},{"$f":"8+5/12","v":8.4166666666666661},{"$f":"10+4/12","v":10.333333333333334},{"$f":"12+2/12","v":12.166666666666666},15.75,19.25,{"$f":"22+8/12","v":22.666666666666668}]
[null,"Rows of Horizontal Bridging",null,null,null,null,{"$f":"IF(G25=\"YES\",G18,G8-G18)","v":3},null,null,null,"H 2",18,"to",20,20,30,40,null,null,null,null,null,null,null,"H10",900,null,{"$f":"4+4/12","v":4.333333333333333},{"$f":"5+8/12","v":5.666666666666667},7.25,{"$f":"9+5/12","v":9.4166666666666661},12.5,14.583333333333334,17.166666666666668,19.5,null,null,null,null,null,null,null,null,null,68,null,{"$f":"6+1/12","v":6.083333333333333},{"$f":"8+2/12","v":8.1666666666666661},{"$f":"10+2/12","v":10.166666666666666},12,{"$f":"15+8/12","v":15.666666666666666},{"$f":"19+2/12","v":19.166666666666668},{"$f":"22+7/12","v":22.583333333333332}]
[null,"Length of Single Member",null,null,null,null,{"$f":"D5","v":6.25},"ft.",null,null,"H 3",18,"to",24,20,30,40,48,null,null,null,null,null,null,"H11",950,null,{"$f":"4+2/12","v":4.166666666666667},{"$f":"5+7/12","v":5.583333333333333},7,{"$f":"9+2/12","v":9.1666666666666661},12.5,14.583333333333334,17.166666666666668,19.5,"1-1/2 x 7/64","1-3/4 x 7/64","2 x 1/8","2-1/2 x 5/32","3 x 3/16","3-1/2 x 1/4","4 x 1/4",null,null,72,null,5.75,8,10,{"$f":"11+10/12","v":11.833333333333334},15.5,{"$f":"19+1/12","v":19.083333333333332},22.5]
[null,"Length of Full Row (Top and Bottom)",null,null,null,null,{"$f":"2*G27*'Roof Bay Analysis'!$D$40","v":100},"ft.",null,null,"H 4",18,"to",24,22,33,44,48,null,null,null,null,null,null,"H12",1100,null,{"$f":"3+11/12","v":3.9166666666666665},{"$f":"5+2/12","v":5.166666666666667},{"$f":"6+8/12","v":6.666666666666667},8.5,12.5,14.583333333333334,17.166666666666668,19.5,0.315,0.37,0.48399999999999999,0.75,1.0900000000000001,1.69,1.94,"A, in.^2",null,80,null,5,{"$f":"7+5/12","v":7.416666666666667},9.5,11.5,15.25,{"$f":"18+10/12","v":18.833333333333332},{"$f":"22+4/12","v":22.333333333333332}]
[null,"Total Length",null,null,null,null,{"$f":"G26*G28","v":300},"ft.",null,null,"H 5",18,"to",28,22,33,44,55,56,null,null,null,null,null,"H13",1200,null,3.75,{"$f":"4+11/12","v":4.916666666666667},6.25,{"$f":"8+2/12","v":8.1666666666666661},12.5,14.583333333333334,17.166666666666668,19.5,0.28999999999999998,0.34,0.39100000000000001,0.49,0.58599999999999997,0.68799999999999994,0.78300000000000003,"rz, in.",null,88,null,null,6.75,9,{"$f":"11+1/12","v":11.083333333333334},{"$f":"14+11/12","v":14.916666666666666},{"$f":"18+7/12","v":18.583333333333332},{"$f":"22+1/12","v":22.083333333333332}]
[null,"Horizontal Bridging Weight",null,null,null,null,{"$f":"Y104","v":0.89},"plf",null,null,"H 6",18,"to",32,26,45,60,64,null,null,null,null,null,null,"H14",1300,null,null,4.75,6,{"$f":"7+10/12","v":7.833333333333333},{"$f":"12+4/12","v":12.333333333333334},14.583333333333334,17.166666666666668,19.5,{"$f":"(((1/1.67)*AJ$28*0.877*(PI())^2*29000/($Z30/1000))^0.5)*AJ$29/12","v":4.612015788314153},5.860265464949574,{"$f":"(((1/1.67)*AL$28*0.877*(PI())^2*29000/($Z30/1000))^0.5)*AL$29/12","v":7.7079155678860731},{"$f":"(((1/1.67)*AM$28*0.877*(PI())^2*29000/($Z30/1000))^0.5)*AM$29/12","v":12.024422353286782},17.335979132218533,25.343658101084809,30.902964114507569,null,null,96,null,null,6,{"$f":"8+5/12","v":8.4166666666666661},{"$f":"10+8/12","v":10.666666666666666},{"$f":"14+7/12","v":14.583333333333334},{"$f":"18+4/12","v":18.333333333333332},{"$f":"21+11/12","v":21.916666666666668}]
[null,null,null,null,null,null,null,null,null,null,"H 7",18,"to",36,26,45,60,72,null,null,null,null,null,null,"H15",1450,null,null,4.5,{"$f":"5+8/12","v":5.666666666666667},{"$f":"7+5/12","v":7.416666666666667},{"$f":"11+8/12","v":11.666666666666666},14.583333333333334,17.166666666666668,19.5,4.3669524227848768,5.5488752955198883,{"$f":"(((1/1.67)*AL$28*0.877*(PI())^2*29000/($Z31/1000))^0.5)*AL$29/12","v":7.2983489451811394},11.385494486233872,16.414817196552285,23.997001360487349,29.260908939865612,null,null,104,null,null,null,7.75,{"$f":"10+1/12","v":10.083333333333334},{"$f":"14+2/12","v":14.166666666666666},18,{"$f":"21+8/12","v":21.666666666666668}]
[null,null,null,null,null,null,null,null,null,null,"H 8",18,"to",40,26,45,60,75,80,null,null,null,null,null,"H16",1850,null,null,4,5,{"$f":"6+7/12","v":6.583333333333333},{"$f":"10+4/12","v":10.333333333333334},14.5,17.166666666666668,19.5,3.8661312823696434,4.9125060877802778,6.4613424729322446,10.079756346510637,14.532294404411969,21.244920635907125,25.905140347474035,null,null,112,null,null,null,7,9.5,13.75,{"$f":"17+8/12","v":17.666666666666668},{"$f":"21+4/12","v":21.333333333333332}]
[null,null,null,null,null,null,null,null,null,null,"H 9",18,"to",44,26,48,64,80,88,null,null,null,null,null,"H17",1850,null,null,4,5,{"$f":"6+7/12","v":6.583333333333333},{"$f":"10+4/12","v":10.333333333333334},14.5,17.166666666666668,19.5,3.8661312823696434,4.9125060877802778,6.4613424729322446,10.079756346510637,14.532294404411969,21.244920635907125,25.905140347474035,null,null,120,null,null,null,null,8.75,{"$f":"13+4/12","v":13.333333333333334},17.25,{"$f":"21+1/12","v":21.083333333333332}]
[null,null,null,null,null,null,null,null,null,null,"H10",20,"to",52,28,54,72,90,104,null,null,null,null,null,"H18",2350,null,null,{"$f":"3+5/12","v":3.4166666666666665},{"$f":"4+4/12","v":4.333333333333333},{"$f":"5+8/12","v":5.666666666666667},{"$f":"8+11/12","v":8.9166666666666661},{"$f":"12+10/12","v":12.833333333333334},17.166666666666668,19.5,3.4302717788956554,4.3586804911180543,5.7329043221456262,8.9433858315300618,12.893954120332808,18.849812998994391,22.98464934894967]
[null,null,null,null,null,null,null,null,null,null,"H11",24,"to",56,30,54,72,90,108,112,null,null,null,null,"H19",2350,null,null,{"$f":"3+5/12","v":3.4166666666666665},{"$f":"4+4/12","v":4.333333333333333},{"$f":"5+8/12","v":5.666666666666667},{"$f":"8+11/12","v":8.9166666666666661},{"$f":"12+10/12","v":12.833333333333334},17.166666666666668,19.5,3.4302717788956554,4.3586804911180543,5.7329043221456262,8.9433858315300618,12.893954120332808,18.849812998994391,22.98464934894967,null,null,"Match joist depth."]
[null,null,null,null,null,null,null,null,null,null,"H12",28,"to",64,34,55,74,92,111,128,null,null,null,null,"H20",2350,null,null,{"$f":"3+5/12","v":3.4166666666666665},{"$f":"4+4/12","v":4.333333333333333},{"$f":"5+8/12","v":5.666666666666667},{"$f":"8+11/12","v":8.9166666666666661},{"$f":"12+10/12","v":12.833333333333334},17.166666666666668,19.5,3.4302717788956554,4.3586804911180543,5.7329043221456262,8.9433858315300618,12.893954120332808,18.849812998994391,22.98464934894967]
[null,null,null,null,null,null,null,null,null,null,"H13",28,"to",68,36,63,84,105,126,136,null,null,null,null,"H21",3150,null,null,null,{"$f":"3+9/12","v":3.75},{"$f":"4+11/12","v":4.916666666666667},{"$f":"7+8/12","v":7.666666666666667},{"$f":"11+1/12","v":11.083333333333334},16.25,19.5,null,3.7647287351669863,4.9516888612334133,7.7246822056025257,11.136911660687018,16.281173349238802,19.852560894990432,null,null,"Maximum Joist Spacing for Diagonal Bridging, ft."]
[null,null,null,null,null,null,null,null,null,null,"H14",32,"to",72,38,64,86,107,129,144,null,null,null,null,"H22",3150,null,null,null,{"$f":"3+9/12","v":3.75},{"$f":"4+11/12","v":4.916666666666667},{"$f":"7+8/12","v":7.666666666666667},{"$f":"11+1/12","v":11.083333333333334},16.25,19.5,null,3.7647287351669863,4.9516888612334133,7.7246822056025257,11.136911660687018,16.281173349238802,19.852560894990432,null,null,"Joist","Bridging Size - Equal Leg Angles, in. - Weight, plf"]
[null,null,null,null,null,null,null,null,null,null,"H15",32,"to",80,42,73,98,122,147,160,null,null,null,null,"H23",4130,null,null,null,{"$f":"3+3/12","v":3.25},{"$f":"4+3/12","v":4.25},{"$f":"6+8/12","v":6.666666666666667},{"$f":"9+8/12","v":9.6666666666666661},{"$f":"14+2/12","v":14.166666666666666},{"$f":"17+4/12","v":17.333333333333332},null,3.2878647190164667,4.3244770743552765,6.7462257910298868,9.7262409867498185,14.218898413348517,17.337911743558816,null,null,"Depth","1 x 7/64","1-1/4 x 7/64","1-1/2 x 7/64","1-3/4 x 7/64","2 x 1/8","2-1/2 x 5/32","3 x 3/16","3-1/2 x 1/4"]
[null,null,null,null,null,null,null,null,null,null,"H16",40,"to",88,44,75,100,125,150,175,176,null,null,null,"H24",4130,null,null,null,{"$f":"3+3/12","v":3.25},{"$f":"4+3/12","v":4.25},{"$f":"6+8/12","v":6.666666666666667},{"$f":"9+8/12","v":9.6666666666666661},{"$f":"14+2/12","v":14.166666666666666},{"$f":"17+4/12","v":17.333333333333332},null,3.2878647190164667,4.3244770743552765,6.7462257910298868,9.7262409867498185,14.218898413348517,17.337911743558816,null,null,"in.",0.7,0.89,1.07,1.26,1.65,2.57,3.71,5.8]
[null,null,null,null,null,null,null,null,null,null,"H17",44,"to",96,44,75,100,125,150,175,192,null,null,null,"H25",4770,null,null,null,null,4,6.25,9,{"$f":"13+2/12","v":13.166666666666666},{"$f":"16+1/12","v":16.083333333333332},null,null,4.023920903622197,6.2773552765631253,9.0502559609671422,13.230668487353173,16.132906774737467,null,null,10,{"$f":"IF(AT6=\"\",0,IF($E$5=$AS6,AT6,\"-\"))","v":"-"},"-","-","-","-","-","-","-"]
[null,null,null,null,null,null,null,null,null,null,"H18",60,"to",104,52,78,104,130,156,182,208,null,null,null,null,null,null,null,null,null,null,null,null,null,null,null,null,null,null,null,null,null,null,null,12,"-","-","-","-","-","-","-","-"]
[null,null,null,null,null,null,null,null,null,null,"H19",68,"to",112,52,78,104,130,156,182,208,224,null,null,"Match type and section number.",null,null,null,null,null,null,null,null,null,null,null,null,null,null,null,null,null,null,null,14,"-","-","-","-","-","-","-","-"]
[null,null,null,null,null,null,null,null,null,null,"H20",80,"to",120,52,78,104,130,156,182,208,234,240,null,null,null,null,null,null,null,null,null,null,null,null,null,null,null,null,null,null,null,null,null,16,"-","-","-","-","-","-","-","-"]
[null,null,null,null,null,null,null,null,null,null,"H21",88,"to",120,60,90,120,150,180,210,240,null,null,null,"Maximum Joist Spacing for Horizontal Bridging, ft.",null,null,null,null,null,null,null,null,null,null,null,null,null,null,null,null,null,null,null,18,6.5,8.1666666666666661,9.8333333333333339,11.5,13.25,16.583333333333332,19.916666666666668,23.25]
[null,null,null,null,null,null,null,null,null,null,"H22",96,"to",120,60,90,120,150,180,210,240,null,null,null,"Type*","Bridging","Bridging Size - Equal Leg Angles, in. - Weight, plf",null,null,null,null,null,null,null,null,null,null,null,null,null,null,null,null,null,20,"-","-","-","-","-","-","-","-"]
[null,null,null,null,null,null,null,null,null,null,"H23",104,"to",120,60,90,120,150,180,210,240,null,null,null,"and","Force","1 x 7/64","1-1/4 x 7/64","1-1/2 x 7/64","1-3/4 x 7/64","2 x 1/8","2-1/2 x 5/32","3 x 3/16","3-1/2 x 1/4","4 x 1/4",null,null,null,null,null,null,null,null,null,22,"-","-","-","-","-","-","-","-"]
[null,null,null,null,null,null,null,null,null,null,"H24",112,"to",120,60,90,120,150,180,210,240,null,null,null,"Section","lb.",0.7,0.89,1.07,1.26,1.65,2.57,3.71,5.8,6.6,null,null,null,null,null,null,null,null,null,24,"-","-","-","-","-","-","-","-"]
[null,null,null,null,null,null,null,null,null,null,"H25",120,"to",120,60,90,120,150,180,210,240,null,null,null,"K 1",340,{"$f":"IF(AA6=\"\",0,IF($H$5=$Y6,AA6,\"-\"))","v":"-"},{"$f":"IF(AB6=\"\",0,IF($H$5=$Y6,AB6,\"-\"))","v":"-"},"-","-","-",{"$f":"IF(AF6=\"\",0,IF($H$5=$Y6,AF6,\"-\"))","v":"-"},"-","-","-",null,null,null,null,null,null,null,null,null,26,"-","-","-","-","-","-","-","-"]
[null,null,null,null,null,null,null,null,null,null,null,null,null,null,null,null,null,null,null,null,null,null,null,null,"K 2",340,{"$f":"IF(AA7=\"\",0,IF($H$5=$Y7,AA7,\"-\"))","v":"-"},"-","-","-","-",{"$f":"IF(AF7=\"\",0,IF($H$5=$Y7,AF7,\"-\"))","v":"-"},{"$f":"IF(AG7=\"\",0,IF($H$5=$Y7,AG7,\"-\"))","v":"-"},"-","-",null,null,null,null,null,null,null,null,null,28,"-","-","-","-","-","-","-","-"]
[null,null,null,null,null,null,null,null,null,null,"Match type and section number.",null,null,null,null,null,null,null,null,null,null,null,null,null,"K 3",340,{"$f":"IF(AA8=\"\",0,IF($H$5=$Y8,AA8,\"-\"))","v":5},6.25,7.5,8.5833333333333339,10,{"$f":"IF(AF8=\"\",0,IF($H$5=$Y8,AF8,\"-\"))","v":12.5},14.583333333333334,17.166666666666668,19.5,null,null,null,null,null,null,null,null,null,30,{"$f":"IF(AT16=\"\",0,IF($E$5=$AS16,AT16,\"-\"))","v":"-"},"-","-","-","-","-","-","-"]
[null,null,null,null,null,null,null,null,null,null,null,null,null,null,null,null,null,null,null,null,null,null,null,null,"K 4",340,{"$f":"IF(AA9=\"\",0,IF($H$5=$Y9,AA9,\"-\"))","v":"-"},"-","-","-","-",{"$f":"IF(AF9=\"\",0,IF($H$5=$Y9,AF9,\"-\"))","v":"-"},"-","-","-",null,null,null,null,null,null,null,null,null,32,"-","-","-","-","-","-","-","-"]
[null,null,null,null,null,null,null,null,null,null,"Number of Rows of Top Chord Bridging Required, Based on Maximum Span in Feet",null,null,null,null,null,null,null,null,null,null,null,null,null,"K 5",340,{"$f":"IF(AA10=\"\",0,IF($H$5=$Y10,AA10,\"-\"))","v":"-"},"-","-","-","-",{"$f":"IF(AF10=\"\",0,IF($H$5=$Y10,AF10,\"-\"))","v":"-"},"-","-","-",null,null,null,null,null,null,null,null,null,36,"-","-","-","-","-","-","-","-"]
[null,null,null,null,null,null,null,null,null,null,"Type* and","Joist",null,null,1,2,3,4,5,6,7,8,9,null,"K 6",340,{"$f":"IF(AA11=\"\",0,IF($H$5=$Y11,AA11,\"-\"))","v":"-"},"-","-","-","-",{"$f":"IF(AF11=\"\",0,IF($H$5=$Y11,AF11,\"-\"))","v":"-"},"-","-","-",null,null,null,null,null,null,null,null,null,40,"-","-","-","-","-","-","-","-"]
[null,null,null,null,null,null,null,null,null,null,"Section","Depth",null,null,"Row","Rows","Rows","Rows","Rows","Rows","Rows","Rows","Rows",null,"K 7",340,{"$f":"IF(AA12=\"\",0,IF($H$5=$Y12,AA12,\"-\"))","v":"-"},"-","-","-","-",{"$f":"IF(AF12=\"\",0,IF($H$5=$Y12,AF12,\"-\"))","v":"-"},"-","-","-",null,null,null,null,null,null,null,null,null,44,"-","-","-","-","-","-","-","-"]
[null,null,null,null,null,null,null,null,null,null,"K 1",10,"to",14,{"$f":"IF(ISBLANK(O6),\"\",IF($H$5=$K56,O6,\"-\"))","v":"-"},{"$f":"IF(ISBLANK(P6),\"\",IF($H$5=$K56,P6,\"-\"))","v":"-"},"-","","","","","","",null,"K 8",340,{"$f":"IF(AA13=\"\",0,IF($H$5=$Y13,AA13,\"-\"))","v":"-"},"-","-","-","-","-","-","-","-",null,null,null,null,null,null,null,null,null,48,"-","-","-","-","-","-","-","-"]
[null,null,null,null,null,null,null,null,null,null,"K 2",16,"to",16,{"$f":"IF(ISBLANK(O7),\"\",IF($H$5=$K57,O7,\"-\"))","v":"-"},"-","-","","","","","","",null,"K 9",450,{"$f":"IF(AA14=\"\",0,IF($H$5=$Y14,AA14,\"-\"))","v":"-"},"-","-","-","-","-","-","-","-",null,null,null,null,null,null,null,null,null,52,"-","-","-","-","-","-","-","-"]
[null,null,null,null,null,null,null,null,null,null,"K 3",12,"to",20,{"$f":"IF(ISBLANK(O8),\"\",IF($H$5=$K58,O8,\"-\"))","v":18},26,40,"","","","","","",null,"K10",450,{"$f":"IF(AA15=\"\",0,IF($H$5=$Y15,AA15,\"-\"))","v":"-"},"-","-","-","-","-","-","-","-",null,null,null,null,null,null,null,null,null,56,"-","-","-","-","-","-","-","-"]
[null,null,null,null,null,null,null,null,null,null,"K 4",14,"to",24,{"$f":"IF(ISBLANK(O9),\"\",IF($H$5=$K59,O9,\"-\"))","v":"-"},"-","-","-","","","","","",null,"K11",560,{"$f":"IF(AA16=\"\",0,IF($H$5=$Y16,AA16,\"-\"))","v":"-"},"-","-","-","-","-","-","-","-",null,null,null,null,null,null,null,null,null,60,"-","-","-","-","-","-","-","-"]
[null,null,null,null,null,null,null,null,null,null,"K 5",12,"to",24,{"$f":"IF(ISBLANK(O10),\"\",IF($H$5=$K60,O10,\"-\"))","v":"-"},"-","-","-","","","","","",null,"K12",560,{"$f":"IF(AA17=\"\",0,IF($H$5=$Y17,AA17,\"-\"))","v":"-"},"-","-","-","-","-","-","-","-",null,null,null,null,null,null,null,null,null,64,0,"-","-","-","-","-","-","-"]
[null,null,null,null,null,null,null,null,null,null,"K 5",26,"to",26,{"$f":"IF(ISBLANK(O11),\"\",IF($H$5=$K61,O11,\"-\"))","v":"-"},"-","-","","","","","","",null,"H 2",400,{"$f":"IF(AA18=\"\",0,IF($H$5=$Y18,AA18,\"-\"))","v":"-"},"-","-","-","-","-","-","-","-",null,null,null,null,null,null,null,null,null,68,{"$f":"IF(AT26=\"\",0,IF($E$5=$AS26,AT26,\"-\"))","v":0},"-","-","-","-","-","-","-"]
[null,null,null,null,null,null,null,null,null,null,"K 6",14,"to",24,{"$f":"IF(ISBLANK(O12),\"\",IF($H$5=$K62,O12,\"-\"))","v":"-"},"-","-","-","","","","","",null,"H 3",400,{"$f":"IF(AA19=\"\",0,IF($H$5=$Y19,AA19,\"-\"))","v":"-"},"-","-","-","-","-","-","-","-",null,null,null,null,null,null,null,null,null,72,0,"-","-","-","-","-","-","-"]
[null,null,null,null,null,null,null,null,null,null,"K 6",26,"to",28,{"$f":"IF(ISBLANK(O13),\"\",IF($H$5=$K63,O13,\"-\"))","v":"-"},"-","-","-","","","","","",null,"H 4",550,{"$f":"IF(AA20=\"\",0,IF($H$5=$Y20,AA20,\"-\"))","v":"-"},"-","-","-","-","-","-","-","-",null,null,null,null,null,null,null,null,null,80,0,"-","-","-","-","-","-","-"]
[null,null,null,null,null,null,null,null,null,null,"K 7",16,"to",24,{"$f":"IF(ISBLANK(O14),\"\",IF($H$5=$K64,O14,\"-\"))","v":"-"},"-","-","","","","","","",null,"H 5",550,{"$f":"IF(AA21=\"\",0,IF($H$5=$Y21,AA21,\"-\"))","v":"-"},"-","-","-","-","-","-","-","-",null,null,null,null,null,null,null,null,null,88,0,0,"-","-","-","-","-","-"]
[null,null,null,null,null,null,null,null,null,null,"K 7",26,"to",30,{"$f":"IF(ISBLANK(O15),\"\",IF($H$5=$K65,O15,\"-\"))","v":"-"},"-","-","","","","","","",null,"H 6",750,{"$f":"IF(AA22=\"\",0,IF($H$5=$Y22,AA22,\"-\"))","v":0},"-","-","-","-","-","-","-","-",null,null,null,null,null,null,null,null,null,96,0,0,"-","-","-","-","-","-"]
[null,null,null,null,null,null,null,null,null,null,"K 8",24,"to",24,{"$f":"IF(ISBLANK(O16),\"\",IF($H$5=$K66,O16,\"-\"))","v":"-"},"-","-","","","","","","",null,"H 7",750,{"$f":"IF(AA23=\"\",0,IF($H$5=$Y23,AA23,\"-\"))","v":0},"-","-","-","-","-","-","-","-",null,null,null,null,null,null,null,null,null,104,0,0,0,"-","-","-","-","-"]
[null,null,null,null,null,null,null,null,null,null,"K 8",26,"to",30,{"$f":"IF(ISBLANK(O17),\"\",IF($H$5=$K67,O17,\"-\"))","v":"-"},"-","-","","","","","","",null,"H 8",750,{"$f":"IF(AA24=\"\",0,IF($H$5=$Y24,AA24,\"-\"))","v":0},"-","-","-","-","-","-","-","-",null,null,null,null,null,null,null,null,null,112,0,0,0,"-","-","-","-","-"]
[null,null,null,null,null,null,null,null,null,null,"K 9",16,"to",24,{"$f":"IF(ISBLANK(O18),\"\",IF($H$5=$K68,O18,\"-\"))","v":"-"},"-","-","","","","","","",null,"H 9",850,{"$f":"IF(AA25=\"\",0,IF($H$5=$Y25,AA25,\"-\"))","v":0},"-","-","-","-","-","-","-","-",null,null,null,null,null,null,null,null,null,120,0,0,0,0,"-","-","-","-"]
[null,null,null,null,null,null,null,null,null,null,"K 9",26,"to",30,{"$f":"IF(ISBLANK(O19),\"\",IF($H$5=$K69,O19,\"-\"))","v":"-"},"-","-","","","","","","",null,"H10",900,{"$f":"IF(AA26=\"\",0,IF($H$5=$Y26,AA26,\"-\"))","v":0},"-","-","-","-","-","-","-","-"]
[null,null,null,null,null,null,null,null,null,null,"K10",18,"to",24,{"$f":"IF(ISBLANK(O20),\"\",IF($H$5=$K70,O20,\"-\"))","v":"-"},"-","-","","","","","","",null,"H11",950,{"$f":"IF(AA27=\"\",0,IF($H$5=$Y27,AA27,\"-\"))","v":0},"-","-","-","-","-","-","-","-",null,null,null,null,null,null,null,null,null,"Summarize."]
[null,null,null,null,null,null,null,null,null,null,"K10",26,"to",30,{"$f":"IF(ISBLANK(O21),\"\",IF($H$5=$K71,O21,\"-\"))","v":"-"},"-","-","","","","","","",null,"H12",1100,{"$f":"IF(AA28=\"\",0,IF($H$5=$Y28,AA28,\"-\"))","v":0},"-","-","-","-","-","-","-","-"]
[null,null,null,null,null,null,null,null,null,null,"K11",22,"to",22,{"$f":"IF(ISBLANK(O22),\"\",IF($H$5=$K72,O22,\"-\"))","v":"-"},"-","-","","","","","","",null,"H13",1200,{"$f":"IF(AA29=\"\",0,IF($H$5=$Y29,AA29,\"-\"))","v":0},"-","-","-","-","-","-","-","-",null,null,null,null,null,null,null,null,null,"Maximum Joist Spacing for Diagonal Bridging, ft."]
[null,null,null,null,null,null,null,null,null,null,"K11",30,"to",30,{"$f":"IF(ISBLANK(O23),\"\",IF($H$5=$K73,O23,\"-\"))","v":"-"},"-","-","","","","","","",null,"H14",1300,{"$f":"IF(AA30=\"\",0,IF($H$5=$Y30,AA30,\"-\"))","v":0},0,"-","-","-","-","-","-","-",null,null,null,null,null,null,null,null,null,"Joist","Bridging Size - Equal Leg Angles, in. - Weight, plf"]
[null,null,null,null,null,null,null,null,null,null,"K12",24,"to",24,{"$f":"IF(ISBLANK(O24),\"\",IF($H$5=$K74,O24,\"-\"))","v":"-"},"-","-","","","","","","",null,"H15",1450,{"$f":"IF(AA31=\"\",0,IF($H$5=$Y31,AA31,\"-\"))","v":0},0,"-","-","-","-","-","-","-",null,null,null,null,null,null,null,null,null,"Depth","1 x 7/64","1-1/4 x 7/64","1-1/2 x 7/64","1-3/4 x 7/64","2 x 1/8","2-1/2 x 5/32","3 x 3/16","3-1/2 x 1/4"]
[null,null,null,null,null,null,null,null,null,null,"K12",26,"to",30,{"$f":"IF(ISBLANK(O25),\"\",IF($H$5=$K75,O25,\"-\"))","v":"-"},"-","-","","","","","","",null,"H16",1850,{"$f":"IF(AA32=\"\",0,IF($H$5=$Y32,AA32,\"-\"))","v":0},0,"-","-","-","-","-","-","-",null,null,null,null,null,null,null,null,null,"in.",0.7,0.89,1.07,1.26,1.65,2.57,3.71,5.8]
[null,null,null,null,null,null,null,null,null,null,"H 2",18,"to",20,{"$f":"IF(ISBLANK(O26),\"\",IF($H$5=$K76,O26,\"-\"))","v":"-"},"-","-","","","","","","",null,"H17",1850,{"$f":"IF(AA33=\"\",0,IF($H$5=$Y33,AA33,\"-\"))","v":0},0,"-","-","-","-","-","-","-",null,null,null,null,null,null,null,null,null,{"$f":"INDEX(AS41:AS68,MATCH($BA$76,$BA$41:$BA$68))","v":18},6.5,8.1666666666666661,9.8333333333333339,11.5,13.25,16.583333333333332,19.916666666666668,{"$f":"MAX(BA41:BA68)","v":23.25}]
[null,null,null,null,null,null,null,null,null,null,"H 3",18,"to",24,{"$f":"IF(ISBLANK(O27),\"\",IF($H$5=$K77,O27,\"-\"))","v":"-"},"-","-","-","","","","","",null,"H18",2000,{"$f":"IF(AA34=\"\",0,IF($H$5=$Y34,AA34,\"-\"))","v":0},0,"-","-","-","-","-","-","-"]
[null,null,null,null,null,null,null,null,null,null,"H 4",18,"to",24,{"$f":"IF(ISBLANK(O28),\"\",IF($H$5=$K78,O28,\"-\"))","v":"-"},"-","-","-","","","","","",null,"H19",2000,{"$f":"IF(AA35=\"\",0,IF($H$5=$Y35,AA35,\"-\"))","v":0},0,"-","-","-","-","-","-","-",null,null,null,null,null,null,null,null,null,"Compare joist spacing."]
[null,null,null,null,null,null,null,null,null,null,"H 5",18,"to",28,{"$f":"IF(ISBLANK(O29),\"\",IF($H$5=$K79,O29,\"-\"))","v":"-"},"-","-","-","-","","","","",null,"H20",2000,{"$f":"IF(AA36=\"\",0,IF($H$5=$Y36,AA36,\"-\"))","v":0},0,"-","-","-","-","-","-","-"]
[null,null,null,null,null,null,null,null,null,null,"H 6",18,"to",32,{"$f":"IF(ISBLANK(O30),\"\",IF($H$5=$K80,O30,\"-\"))","v":"-"},"-","-","-","","","","","",null,"H21",2500,{"$f":"IF(AA37=\"\",0,IF($H$5=$Y37,AA37,\"-\"))","v":0},0,0,"-","-","-","-","-","-",null,null,null,null,null,null,null,null,null,"Maximum Joist Spacing for Diagonal Bridging, ft."]
[null,null,null,null,null,null,null,null,null,null,"H 7",18,"to",36,{"$f":"IF(ISBLANK(O31),\"\",IF($H$5=$K81,O31,\"-\"))","v":"-"},"-","-","-","","","","","",null,"H22",2500,{"$f":"IF(AA38=\"\",0,IF($H$5=$Y38,AA38,\"-\"))","v":0},0,0,"-","-","-","-","-","-",null,null,null,null,null,null,null,null,null,"Joist","Bridging Size - Equal Leg Angles, in. - Weight, plf"]
[null,null,null,null,null,null,null,null,null,null,"H 8",18,"to",40,{"$f":"IF(ISBLANK(O32),\"\",IF($H$5=$K82,O32,\"-\"))","v":"-"},"-","-","-","-","","","","",null,"H23",3100,{"$f":"IF(AA39=\"\",0,IF($H$5=$Y39,AA39,\"-\"))","v":0},0,0,"-","-","-","-","-","-",null,null,null,null,null,null,null,null,null,"Depth",{"$f":"IF(AT84=\"\",\"\",AT74)","v":"1 x 7/64"},"","","","","","",{"$f":"IF(BA84=\"\",\"\",BA74)","v":""}]
[null,null,null,null,null,null,null,null,null,null,"H 9",18,"to",44,{"$f":"IF(ISBLANK(O33),\"\",IF($H$5=$K83,O33,\"-\"))","v":"-"},"-","-","-","-","","","","",null,"H24",3100,{"$f":"IF(AA40=\"\",0,IF($H$5=$Y40,AA40,\"-\"))","v":0},0,0,"-","-","-","-","-","-",null,null,null,null,null,null,null,null,null,"in.",{"$f":"IF(AT84=\"\",\"\",AT75)","v":0.7},"","","","","","",{"$f":"IF(BA84=\"\",\"\",BA75)","v":""}]
[null,null,null,null,null,null,null,null,null,null,"H10",20,"to",52,{"$f":"IF(ISBLANK(O34),\"\",IF($H$5=$K84,O34,\"-\"))","v":"-"},"-","-","-","-","","","","",null,"H25",3500,{"$f":"IF(AA41=\"\",0,IF($H$5=$Y41,AA41,\"-\"))","v":0},0,0,0,"-","-","-","-","-",null,null,null,null,null,null,null,null,null,{"$f":"AS76","v":18},{"$f":"IF($D$5>AT76,\"\",AT76)","v":6.5},{"$f":"IF($D$5>AU76,\"\",IF($D$5<=AT76,\"\",AU76))","v":""},{"$f":"IF($D$5>AV76,\"\",IF($D$5<=AU76,\"\",AV76))","v":""},"","","","",""]
[null,null,null,null,null,null,null,null,null,null,"H11",24,"to",56,{"$f":"IF(ISBLANK(O35),\"\",IF($H$5=$K85,O35,\"-\"))","v":"-"},"-","-","-","-","-","","",""]
[null,null,null,null,null,null,null,null,null,null,"H12",28,"to",64,{"$f":"IF(ISBLANK(O36),\"\",IF($H$5=$K86,O36,\"-\"))","v":"-"},"-","-","-","-","-","","","",null,"Summarize.",null,null,null,null,null,null,null,null,null,null,null,null,null,null,null,null,null,null,null,"Diagonal Bridging Weight, plf"]
[null,null,null,null,null,null,null,null,null,null,"H13",28,"to",68,{"$f":"IF(ISBLANK(O37),\"\",IF($H$5=$K87,O37,\"-\"))","v":"-"},"-","-","-","-","-","","",""]
[null,null,null,null,null,null,null,null,null,null,"H14",32,"to",72,{"$f":"IF(ISBLANK(O38),\"\",IF($H$5=$K88,O38,\"-\"))","v":"-"},"-","-","-","-","-","","","",null,"Maximum Joist Spacing for Horizontal Bridging, ft.",null,null,null,null,null,null,null,null,null,null,null,null,null,null,null,null,null,null,null,{"$f":"IF(MAX(AT83:BA83)=0,\"NG\",MAX(AT83:BA83))","v":0.7}]
[null,null,null,null,null,null,null,null,null,null,"H15",32,"to",80,{"$f":"IF(ISBLANK(O39),\"\",IF($H$5=$K89,O39,\"-\"))","v":"-"},"-","-","-","-","-","","","",null,"Type*","Bridging","Bridging Size - Equal Leg Angles, in. - Weight, plf"]
[null,null,null,null,null,null,null,null,null,null,"H16",40,"to",88,{"$f":"IF(ISBLANK(O40),\"\",IF($H$5=$K90,O40,\"-\"))","v":"-"},"-","-","-","-","-","-","","",null,"and","Force","1 x 7/64","1-1/4 x 7/64","1-1/2 x 7/64","1-3/4 x 7/64","2 x 1/8","2-1/2 x 5/32","3 x 3/16","3-1/2 x 1/4","4 x 1/4"]
[null,null,null,null,null,null,null,null,null,null,"H17",44,"to",96,{"$f":"IF(ISBLANK(O41),\"\",IF($H$5=$K91,O41,\"-\"))","v":"-"},"-","-","-","-","-","-","","",null,"Section","lb.",0.7,0.89,1.07,1.26,1.65,2.57,3.71,5.8,6.6]
[null,null,null,null,null,null,null,null,null,null,"H18",60,"to",104,{"$f":"IF(ISBLANK(O42),\"\",IF($H$5=$K92,O42,\"-\"))","v":"-"},"-","-","-","-","-","-","","",null,{"$f":"INDEX(Y49:Y84,MATCH($AI$92,$AI$49:$AI$84))","v":"K 3"},340,5,6.25,7.5,8.5833333333333339,{"$f":"INDEX(AE49:AE84,MATCH($AI$92,$AI$49:$AI$84))","v":10},{"$f":"INDEX(AF49:AF84,MATCH($AI$92,$AI$49:$AI$84))","v":12.5},14.583333333333334,{"$f":"INDEX(AH49:AH84,MATCH($AI$92,$AI$49:$AI$84))","v":17.166666666666668},{"$f":"MAX(AI49:AI84)","v":19.5}]
[null,null,null,null,null,null,null,null,null,null,"H19",68,"to",112,{"$f":"IF(ISBLANK(O43),\"\",IF($H$5=$K93,O43,\"-\"))","v":"-"},"-","-","-","-","-","-","-",""]
[null,null,null,null,null,null,null,null,null,null,"H20",80,"to",120,{"$f":"IF(ISBLANK(O44),\"\",IF($H$5=$K94,O44,\"-\"))","v":"-"},"-","-","-","-","-","-","-","-",null,"Compare joist spacing."]
[null,null,null,null,null,null,null,null,null,null,"H21",88,"to",120,{"$f":"IF(ISBLANK(O45),\"\",IF($H$5=$K95,O45,\"-\"))","v":"-"},"-","-","-","-","-","-","",""]
[null,null,null,null,null,null,null,null,null,null,"H22",96,"to",120,{"$f":"IF(ISBLANK(O46),\"\",IF($H$5=$K96,O46,\"-\"))","v":"-"},"-","-","-","-","-","-","","",null,"Maximum Joist Spacing for Horizontal Bridging, ft."]
[null,null,null,null,null,null,null,null,null,null,"H23",104,"to",120,{"$f":"IF(ISBLANK(O47),\"\",IF($H$5=$K97,O47,\"-\"))","v":"-"},"-","-","-","-","-","-","","",null,"Type*","Bridging","Bridging Size - Equal Leg Angles, in. - Weight, plf"]
[null,null,null,null,null,null,null,null,null,null,"H24",112,"to",120,{"$f":"IF(ISBLANK(O48),\"\",IF($H$5=$K98,O48,\"-\"))","v":"-"},"-","-","-","-","-","-","","",null,"and","Force",{"$f":"IF(AA100=\"\",\"\",AA90)","v":""},{"$f":"IF(AB100=\"\",\"\",AB90)","v":"1-1/4 x 7/64"},"","","",{"$f":"IF(AF100=\"\",\"\",AF90)","v":""},"","",""]
[null,null,null,null,null,null,null,null,null,null,"H25",120,"to",120,{"$f":"IF(ISBLANK(O49),\"\",IF($H$5=$K99,O49,\"-\"))","v":"-"},"-","-","-","-","-","-","","",null,"Section","lb.",{"$f":"IF(AA100=\"\",\"\",AA91)","v":""},{"$f":"IF(AB100=\"\",\"\",AB91)","v":0.89},"","","",{"$f":"IF(AF100=\"\",\"\",AF91)","v":""},{"$f":"IF(AG100=\"\",\"\",AG91)","v":""},{"$f":"IF(AH100=\"\",\"\",AH91)","v":""},{"$f":"IF(AI100=\"\",\"\",AI91)","v":""}]
[null,null,null,null,null,null,null,null,null,null,null,null,null,null,null,null,null,null,null,null,null,null,null,null,{"$f":"Y92","v":"K 3"},{"$f":"Z92","v":340},{"$f":"IF($D$5>AA92,\"\",AA92)","v":""},{"$f":"IF($D$5>AB92,\"\",IF($D$5<=AA92,\"\",AB92))","v":6.25},{"$f":"IF($D$5>AC92,\"\",IF($D$5<=AB92,\"\",AC92))","v":""},"","","","","",""]
[null,null,null,null,null,null,null,null,null,null,"Match depth."]
[null,null,null,null,null,null,null,null,null,null,null,null,null,null,null,null,null,null,null,null,null,null,null,null,"Horizontal Bridging Weight, plf"]
[null,null,null,null,null,null,null,null,null,null,"Number of Rows of Top Chord Bridging Required, Based on Maximum Span in Feet"]
[null,null,null,null,null,null,null,null,null,null,"Type* and","Joist",null,null,1,2,3,4,5,6,7,8,9,null,{"$f":"IF(MAX(AA99:AI99)=0,\"NG\",MAX(AA99:AI99))","v":0.89}]
[null,null,null,null,null,null,null,null,null,null,"Section","Depth",null,null,"Row","Rows","Rows","Rows","Rows","Rows","Rows","Rows","Rows"]
[null,null,null,null,null,null,null,null,null,null,"K 1",10,"to",14,{"$f":"IF(O56=\"\",\"\",IF(O56=\"-\",\"-\",IF(OR($L106>$E$5,$N106<$E$5),\"-\",O56)))","v":"-"},{"$f":"IF(P56=\"\",\"\",IF(P56=\"-\",\"-\",IF(OR($L106>$E$5,$N106<$E$5),\"-\",P56)))","v":"-"},"-","","","","","",""]
[null,null,null,null,null,null,null,null,null,null,"K 2",16,"to",16,{"$f":"IF(O57=\"\",\"\",IF(O57=\"-\",\"-\",IF(OR($L107>$E$5,$N107<$E$5),\"-\",O57)))","v":"-"},{"$f":"IF(P57=\"\",\"\",IF(P57=\"-\",\"-\",IF(OR($L107>$E$5,$N107<$E$5),\"-\",P57)))","v":"-"},"-","","","","","",""]
[null,null,null,null,null,null,null,null,null,null,"K 3",12,"to",20,{"$f":"IF(O58=\"\",\"\",IF(O58=\"-\",\"-\",IF(OR($L108>$E$5,$N108<$E$5),\"-\",O58)))","v":18},26,40,"","","","","",""]
[null,null,null,null,null,null,null,null,null,null,"K 4",14,"to",24,{"$f":"IF(O59=\"\",\"\",IF(O59=\"-\",\"-\",IF(OR($L109>$E$5,$N109<$E$5),\"-\",O59)))","v":"-"},"-","-","-","","","","",""]
[null,null,null,null,null,null,null,null,null,null,"K 5",12,"to",24,{"$f":"IF(O60=\"\",\"\",IF(O60=\"-\",\"-\",IF(OR($L110>$E$5,$N110<$E$5),\"-\",O60)))","v":"-"},"-","-","-","","","","",""]
[null,null,null,null,null,null,null,null,null,null,"K 5",26,"to",26,{"$f":"IF(O61=\"\",\"\",IF(O61=\"-\",\"-\",IF(OR($L111>$E$5,$N111<$E$5),\"-\",O61)))","v":"-"},"-","-","","","","","",""]
[null,null,null,null,null,null,null,null,null,null,"K 6",14,"to",24,{"$f":"IF(O62=\"\",\"\",IF(O62=\"-\",\"-\",IF(OR($L112>$E$5,$N112<$E$5),\"-\",O62)))","v":"-"},"-","-","-","","","","",""]
[null,null,null,null,null,null,null,null,null,null,"K 6",26,"to",28,{"$f":"IF(O63=\"\",\"\",IF(O63=\"-\",\"-\",IF(OR($L113>$E$5,$N113<$E$5),\"-\",O63)))","v":"-"},"-","-","-","","","","",""]
[null,null,null,null,null,null,null,null,null,null,"K 7",16,"to",24,{"$f":"IF(O64=\"\",\"\",IF(O64=\"-\",\"-\",IF(OR($L114>$E$5,$N114<$E$5),\"-\",O64)))","v":"-"},"-","-","","","","","",""]
[null,null,null,null,null,null,null,null,null,null,"K 7",26,"to",30,{"$f":"IF(O65=\"\",\"\",IF(O65=\"-\",\"-\",IF(OR($L115>$E$5,$N115<$E$5),\"-\",O65)))","v":"-"},"-","-","","","","","",""]
[null,null,null,null,null,null,null,null,null,null,"K 8",24,"to",24,{"$f":"IF(O66=\"\",\"\",IF(O66=\"-\",\"-\",IF(OR($L116>$E$5,$N116<$E$5),\"-\",O66)))","v":"-"},"-","-","","","","","",""]
[null,null,null,null,null,null,null,null,null,null,"K 8",26,"to",30,{"$f":"IF(O67=\"\",\"\",IF(O67=\"-\",\"-\",IF(OR($L117>$E$5,$N117<$E$5),\"-\",O67)))","v":"-"},"-","-","","","","","",""]
[null,null,null,null,null,null,null,null,null,null,"K 9",16,"to",24,{"$f":"IF(O68=\"\",\"\",IF(O68=\"-\",\"-\",IF(OR($L118>$E$5,$N118<$E$5),\"-\",O68)))","v":"-"},"-","-","","","","","",""]
[null,null,null,null,null,null,null,null,null,null,"K 9",26,"to",30,{"$f":"IF(O69=\"\",\"\",IF(O69=\"-\",\"-\",IF(OR($L119>$E$5,$N119<$E$5),\"-\",O69)))","v":"-"},"-","-","","","","","",""]
[null,null,null,null,null,null,null,null,null,null,"K10",18,"to",24,{"$f":"IF(O70=\"\",\"\",IF(O70=\"-\",\"-\",IF(OR($L120>$E$5,$N120<$E$5),\"-\",O70)))","v":"-"},"-","-","","","","","",""]
[null,null,null,null,null,null,null,null,null,null,"K10",26,"to",30,{"$f":"IF(O71=\"\",\"\",IF(O71=\"-\",\"-\",IF(OR($L121>$E$5,$N121<$E$5),\"-\",O71)))","v":"-"},"-","-","","","","","",""]
[null,null,null,null,null,null,null,null,null,null,"K11",22,"to",22,{"$f":"IF(O72=\"\",\"\",IF(O72=\"-\",\"-\",IF(OR($L122>$E$5,$N122<$E$5),\"-\",O72)))","v":"-"},"-","-","","","","","",""]
[null,null,null,null,null,null,null,null,null,null,"K11",30,"to",30,{"$f":"IF(O73=\"\",\"\",IF(O73=\"-\",\"-\",IF(OR($L123>$E$5,$N123<$E$5),\"-\",O73)))","v":"-"},"-","-","","","","","",""]
[null,null,null,null,null,null,null,null,null,null,"K12",24,"to",24,{"$f":"IF(O74=\"\",\"\",IF(O74=\"-\",\"-\",IF(OR($L124>$E$5,$N124<$E$5),\"-\",O74)))","v":"-"},"-","-","","","","","",""]
[null,null,null,null,null,null,null,null,null,null,"K12",26,"to",30,{"$f":"IF(O75=\"\",\"\",IF(O75=\"-\",\"-\",IF(OR($L125>$E$5,$N125<$E$5),\"-\",O75)))","v":"-"},"-","-","","","","","",""]
[null,null,null,null,null,null,null,null,null,null,"H 2",18,"to",20,{"$f":"IF(O76=\"\",\"\",IF(O76=\"-\",\"-\",IF(OR($L126>$E$5,$N126<$E$5),\"-\",O76)))","v":"-"},"-","-","","","","","",""]
[null,null,null,null,null,null,null,null,null,null,"H 3",18,"to",24,{"$f":"IF(O77=\"\",\"\",IF(O77=\"-\",\"-\",IF(OR($L127>$E$5,$N127<$E$5),\"-\",O77)))","v":"-"},"-","-","-","","","","",""]
[null,null,null,null,null,null,null,null,null,null,"H 4",18,"to",24,{"$f":"IF(O78=\"\",\"\",IF(O78=\"-\",\"-\",IF(OR($L128>$E$5,$N128<$E$5),\"-\",O78)))","v":"-"},"-","-","-","","","","",""]
[null,null,null,null,null,null,null,null,null,null,"H 5",18,"to",28,{"$f":"IF(O79=\"\",\"\",IF(O79=\"-\",\"-\",IF(OR($L129>$E$5,$N129<$E$5),\"-\",O79)))","v":"-"},"-","-","-","-","","","",""]
[null,null,null,null,null,null,null,null,null,null,"H 6",18,"to",32,{"$f":"IF(O80=\"\",\"\",IF(O80=\"-\",\"-\",IF(OR($L130>$E$5,$N130<$E$5),\"-\",O80)))","v":"-"},"-","-","-","","","","",""]
[null,null,null,null,null,null,null,null,null,null,"H 7",18,"to",36,{"$f":"IF(O81=\"\",\"\",IF(O81=\"-\",\"-\",IF(OR($L131>$E$5,$N131<$E$5),\"-\",O81)))","v":"-"},"-","-","-","","","","",""]
[null,null,null,null,null,null,null,null,null,null,"H 8",18,"to",40,{"$f":"IF(O82=\"\",\"\",IF(O82=\"-\",\"-\",IF(OR($L132>$E$5,$N132<$E$5),\"-\",O82)))","v":"-"},"-","-","-","-","","","",""]
[null,null,null,null,null,null,null,null,null,null,"H 9",18,"to",44,{"$f":"IF(O83=\"\",\"\",IF(O83=\"-\",\"-\",IF(OR($L133>$E$5,$N133<$E$5),\"-\",O83)))","v":"-"},"-","-","-","-","","","",""]
[null,null,null,null,null,null,null,null,null,null,"H10",20,"to",52,{"$f":"IF(O84=\"\",\"\",IF(O84=\"-\",\"-\",IF(OR($L134>$E$5,$N134<$E$5),\"-\",O84)))","v":"-"},"-","-","-","-","","","",""]
[null,null,null,null,null,null,null,null,null,null,"H11",24,"to",56,{"$f":"IF(O85=\"\",\"\",IF(O85=\"-\",\"-\",IF(OR($L135>$E$5,$N135<$E$5),\"-\",O85)))","v":"-"},"-","-","-","-","-","","",""]
[null,null,null,null,null,null,null,null,null,null,"H12",28,"to",64,{"$f":"IF(O86=\"\",\"\",IF(O86=\"-\",\"-\",IF(OR($L136>$E$5,$N136<$E$5),\"-\",O86)))","v":"-"},"-","-","-","-","-","","",""]
[null,null,null,null,null,null,null,null,null,null,"H13",28,"to",68,{"$f":"IF(O87=\"\",\"\",IF(O87=\"-\",\"-\",IF(OR($L137>$E$5,$N137<$E$5),\"-\",O87)))","v":"-"},"-","-","-","-","-","","",""]
[null,null,null,null,null,null,null,null,null,null,"H14",32,"to",72,{"$f":"IF(O88=\"\",\"\",IF(O88=\"-\",\"-\",IF(OR($L138>$E$5,$N138<$E$5),\"-\",O88)))","v":"-"},"-","-","-","-","-","","",""]
[null,null,null,null,null,null,null,null,null,null,"H15",32,"to",80,{"$f":"IF(O89=\"\",\"\",IF(O89=\"-\",\"-\",IF(OR($L139>$E$5,$N139<$E$5),\"-\",O89)))","v":"-"},"-","-","-","-","-","","",""]
[null,null,null,null,null,null,null,null,null,null,"H16",40,"to",88,{"$f":"IF(O90=\"\",\"\",IF(O90=\"-\",\"-\",IF(OR($L140>$E$5,$N140<$E$5),\"-\",O90)))","v":"-"},"-","-","-","-","-","-","",""]
[null,null,null,null,null,null,null,null,null,null,"H17",44,"to",96,{"$f":"IF(O91=\"\",\"\",IF(O91=\"-\",\"-\",IF(OR($L141>$E$5,$N141<$E$5),\"-\",O91)))","v":"-"},"-","-","-","-","-","-","",""]
[null,null,null,null,null,null,null,null,null,null,"H18",60,"to",104,{"$f":"IF(O92=\"\",\"\",IF(O92=\"-\",\"-\",IF(OR($L142>$E$5,$N142<$E$5),\"-\",O92)))","v":"-"},"-","-","-","-","-","-","",""]
[null,null,null,null,null,null,null,null,null,null,"H19",68,"to",112,{"$f":"IF(O93=\"\",\"\",IF(O93=\"-\",\"-\",IF(OR($L143>$E$5,$N143<$E$5),\"-\",O93)))","v":"-"},"-","-","-","-","-","-","-",""]
[null,null,null,null,null,null,null,null,null,null,"H20",80,"to",120,{"$f":"IF(O94=\"\",\"\",IF(O94=\"-\",\"-\",IF(OR($L144>$E$5,$N144<$E$5),\"-\",O94)))","v":"-"},"-","-","-","-","-","-","-","-"]
[null,null,null,null,null,null,null,null,null,null,"H21",88,"to",120,{"$f":"IF(O95=\"\",\"\",IF(O95=\"-\",\"-\",IF(OR($L145>$E$5,$N145<$E$5),\"-\",O95)))","v":"-"},"-","-","-","-","-","-","",""]
[null,null,null,null,null,null,null,null,null,null,"H22",96,"to",120,{"$f":"IF(O96=\"\",\"\",IF(O96=\"-\",\"-\",IF(OR($L146>$E$5,$N146<$E$5),\"-\",O96)))","v":"-"},"-","-","-","-","-","-","",""]
[null,null,null,null,null,null,null,null,null,null,"H23",104,"to",120,{"$f":"IF(O97=\"\",\"\",IF(O97=\"-\",\"-\",IF(OR($L147>$E$5,$N147<$E$5),\"-\",O97)))","v":"-"},"-","-","-","-","-","-","",""]
[null,null,null,null,null,null,null,null,null,null,"H24",112,"to",120,{"$f":"IF(O98=\"\",\"\",IF(O98=\"-\",\"-\",IF(OR($L148>$E$5,$N148<$E$5),\"-\",O98)))","v":"-"},"-","-","-","-","-","-","",""]
[null,null,null,null,null,null,null,null,null,null,"H25",120,"to",120,{"$f":"IF(O99=\"\",\"\",IF(O99=\"-\",\"-\",IF(OR($L149>$E$5,$N149<$E$5),\"-\",O99)))","v":"-"},"-","-","-","-","-","-","",""]
[]
[null,null,null,null,null,null,null,null,null,null,"Summarize."]
[]
[null,null,null,null,null,null,null,null,null,null,"Number of Rows of Top Chord Bridging Required, Based on Maximum Span in Feet"]
[null,null,null,null,null,null,null,null,null,null,"Type* and","Joist",null,null,1,2,3,4,5,6,7,8,9]
[null,null,null,null,null,null,null,null,null,null,"Section","Depth",null,null,"Row","Rows","Rows","Rows","Rows","Rows","Rows","Rows","Rows"]
[null,null,null,null,null,null,null,null,null,null,{"$f":"INDEX(K106:K149,MATCH($O156,$O106:$O149))","v":"K 3"},12,{"$f":"INDEX(M106:M149,MATCH($O156,$O106:$O149))","v":"to"},{"$f":"INDEX(N106:N149,MATCH($O156,$O106:$O149))","v":20},{"$f":"MAX(O106:O149)","v":18},{"$f":"INDEX(P106:P149,MATCH($O156,$O106:$O149))","v":26},{"$f":"INDEX(Q106:Q149,MATCH($O156,$O106:$O149))","v":40},"","","","","",""]
[]
[null,null,null,null,null,null,null,null,null,null,"Compare span."]
[]
[null,null,null,null,null,null,null,null,null,null,"Number of Rows of Top Chord Bridging Required, Based on Maximum Span in Feet"]
[null,null,null,null,null,null,null,null,null,null,"Type* and","Joist",null,null,{"$f":"IF(O$163=\"\",\"\",O154)","v":""},{"$f":"IF(P$163=\"\",\"\",P154)","v":""},3,"","","","","",""]
[null,null,null,null,null,null,null,null,null,null,"Section","Depth",null,null,{"$f":"IF(O$163=\"\",\"\",O155)","v":""},{"$f":"IF(P$163=\"\",\"\",P155)","v":""},"Rows","","","","","",""]
[null,null,null,null,null,null,null,null,null,null,{"$f":"K156","v":"K 3"},{"$f":"L156","v":12},{"$f":"M156","v":"to"},{"$f":"N156","v":20},{"$f":"IF(O156=\"\",\"\",IF($C$5>O156,\"\",O156))","v":""},{"$f":"IF(P156=\"\",\"\",IF($C$5>P156,\"\",IF($C$5>O156,P156,\"\")))","v":""},{"$f":"IF(Q156=\"\",\"\",IF($C$5>Q156,\"\",IF($C$5>P156,Q156,\"\")))","v":40},{"$f":"IF(R156=\"\",\"\",IF($C$5>R156,\"\",IF($C$5>Q156,R156,\"\")))","v":""},"","","","",""]
[]
[null,null,null,null,null,null,null,null,null,null,"Number of Rows of Top Chord Bridging Required"]
[]
[null,null,null,null,null,null,null,null,null,null,{"$f":"MAX(O161:W161)","v":3}]

{"sheet":"20-50 Girders","index":12,"n_rows":652,"n_cols":72,"rows_kept":652,"cut":false,"hidden":true,"merged":[[5,4,5,25],[2,4,2,25],[3,4,3,25],[10,28,10,34]]}
[null,null,null,null,null,null,null,null,null,null,null,null,null,null,null,null,null,null,null,null,null,null,null,null,null,null,null,null,null,null,null,null,null,null,null,null,null,{"$f":"'Roof Bay Analysis'!D8","v":"ASD"}]
[null,null,null,null,null,null,null,null,null,null,null,null,null,null,null,null,null,null,null,null,null,null,null,null,null,null,null,null,null,null,null,null,null,null,null,null,"Required Load",{"$f":"'Roof Bay Analysis'!D89","v":4.3},"kips",null,null,null,"Lr","Snow","Allow."]
[null,null,null,null," JOIST GIRDER WEIGHT -- POUNDS PER LINEAR FOOT",null,null,null,null,null,null,null,null,null,null,null,null,null,null,null,null,null,null,null,null,null,null,null,null,null,null,null,null,null,null,null,"Actual Span",{"$f":"'Roof Bay Analysis'!E12","v":50},"ft.",null,"JG Depths",null,"Load","Load","Defl.",null,null,null,"Available Load",{"$f":"IF(MAX($AS$12:$BN$32)=0,\"NG\",VLOOKUP(AL2,BS12:BT33,2))","v":6},"kips"]
[null,null,null,null,"       LRFD LOAD ON EACH PANEL POINT -- KIPS",null,null,null,null,null,null,null,null,null,null,null,null,null,null,null,null,null,null,null,null,null,null,null,null,null,null,null,null,null,null,null,"Span to be used",{"$f":"INDEX(AB12:AB34,MATCH(AL3,AB12:AB34,-1))","v":50},"ft.","Min.",{"$f":"MAX('Roof Bay Analysis'!D54:D55)","v":28},"in.","lb / ft","lb / ft","in.",null,null,null,"JG Weight",{"$f":"IF(AL2>BN11,\"NG\",IF(AL6=\"NG\",\"NG\",IF(MAX($AS$12:$BN$32)=0,\"NG\",SMALL($AS$12:$BN$32,COUNTIF($AS$12:$BN$32,0)+1))))","v":25},"plf"]
[null,"GIRDER","JOIST","GIRDER",{"$f":"1.5*E7","v":9},12,15,18,21,24,27,30,36,42,48,54,60,66,72,78,84,{"$f":"1.5*V7","v":90},105,120,135,{"$f":"1.5*Z7","v":150},null,null,null,null,null,null,null,null,null,null,"Actual # of Spaces",{"$f":"'Roof Bay Analysis'!D40","v":8},null,"Max.",{"$f":"MIN('Roof Bay Analysis'!D56:D57)","v":60},"in.",{"$f":"'Roof Bay Analysis'!AA88","v":360},{"$f":"'Roof Bay Analysis'!AB88","v":150},{"$f":"'Roof Bay Analysis'!G89","v":2.5},null,null,null,"JG Depth",{"$f":"IF(AX4=\"NG\",\"NG\",INDEX($AR$12:$AR$32,MATCH($AX$4,$BP$12:$BP$32,0)))","v":52},"in."]
[null,"SPAN","SPACES","DEPTH","       ASD LOAD ON EACH PANEL POINT -- KIPS",null,null,null,null,null,null,null,null,null,null,null,null,null,null,null,null,null,null,null,null,null,null,null,null,null,null,null,null,null,null,null,"# of Spaces to be used",{"$f":"IF(MAX(AC38:AI38)=0,\"NG\",MAX(AC38:AI38))","v":8}]
["ID","(ft.)",null,"(in.)",6,8,10,12,14,16,18,20,24,28,32,36,40,44,48,52,56,60,70,80,90,100]
[{"$f":"B8*100000+C8*1000+D8","v":2002020},20,2,20,19,19,19,19,20,24,24,25,30,37,41,46,50,56,62,70,75,75,80,91,121.3,128,null,"EVERY",null,null,null,null,null,null,null,null,null,"EVERY","ALLOW.","AVAIL.","MOMENT","Lr","SNOW","ACCEP."]
[{"$f":"B9*100000+C9*1000+D9","v":2002024},20,2,24,19,19,19,19,20,21,21,25,28,32,36,41,42,49,52,53,66,66,74,83,109.65,118,null,"GIRDER",null,null,null,null,null,null,null,null,null,"GIRDER","GIRDER","GIRDER","OF","LOAD","LOAD","GIRDER",null,null,null,null,null,null,null,null,null,null,null,null,null,null,null,null,null,null,null,null,null,null,null,null,null,null,"Required","Available"]
[2002028,20,2,28,19,19,19,19,20,20,21,23,26,28,32,39,40,42,46,48,49,56,58,74,104.05,108,null,"SPAN",null,null,null,null,null,null,null,null,null,"DEPTH","DEPTH","DEPTH","INERTIA","DEFL.","DEFL.","DEPTH",null,null,null,null,null,null,null,null,null,null,null,null,null,null,null,null,null,null,null,null,null,null,null,null,null,null,"Load","Load"]
[2003020,20,3,20,15,19,19,20,23,24,27,31,36,44,48,54,74,75,81,84,89,96,110,122,null,null,null,"(ft.)","# OF SPACES",null,null,null,null,null,null,null,"ID","(in.)","(in.)","(in.)","(in.^4)","(in.)","(in.)","(in.)",{"$f":"IF($AL$1=\"ASD\",E7,E5)","v":6},8,10,12,14,16,18,20,24,28,32,36,40,44,48,52,{"$f":"IF($AL$1=\"ASD\",U7,U5)","v":56},60,70,80,90,{"$f":"IF($AL$1=\"ASD\",Z7,Z5)","v":100},null,null,null,null,"(kips)","(kips)"]
[2003024,20,3,24,16,16,16,19,20,23,26,27,33,36,45,47,53,56,68,79,82,84,98,108,125.6,null,null,120,10,12,15,16,18,20,24,null,{"$f":"$AL$4*100000+$AL$6*1000+AL12","v":5008020},20,{"$f":"IF(AL12<$AO$4,\"-\",IF(AL12>$AO$5,\"-\",AL12))","v":"-"},{"$f":"IF(VLOOKUP(AK12,$A$8:$A$652,1)=AK12,AM12,\"-\")","v":"-"},{"$f":"IF(AN12=\"-\",\"-\",IF($AL$1=\"ASD\",0.027,0.018)*$AL$5*$AL$2*$AL$3*AN12)","v":"-"},{"$f":"IF($AO12=\"-\",\"-\",5*AQ$5/12*($AL$3*12)^4/384/29000000/$AO12)","v":"-"},"-",{"$f":"IF(AN12=\"-\",\"-\",IF(AP12>$AS$5,\"-\",IF(AQ12>$AS$5,\"-\",AN12)))","v":"-"},{"$f":"IF($AR12=\"-\",\"-\",IF($AL$2>AS$11,\"-\",INDEX(E$8:E$652,MATCH($AK12,$A$8:$A$652,0))))","v":"-"},{"$f":"IF($AR12=\"-\",\"-\",IF($AL$2>AT$11,\"-\",IF($AL$2>AS$11,INDEX(F$8:F$652,MATCH($AK12,$A$8:$A$652,0)),\"-\")))","v":"-"},{"$f":"IF($AR12=\"-\",\"-\",IF($AL$2>AU$11,\"-\",IF($AL$2>AT$11,INDEX(G$8:G$652,MATCH($AK12,$A$8:$A$652,0)),\"-\")))","v":"-"},{"$f":"IF($AR12=\"-\",\"-\",IF($AL$2>AV$11,\"-\",IF($AL$2>AU$11,INDEX(H$8:H$652,MATCH($AK12,$A$8:$A$652,0)),\"-\")))","v":"-"},"-","-","-","-","-","-","-","-","-","-","-","-","-","-","-","-","-","-",null,{"$f":"MIN(AS12:BN12)","v":0},null,null,{"$f":"IF(BT12<AL$2,\"-\",AL$2)","v":4.3},{"$f":"AS11","v":6}]
[2003028,20,3,28,16,16,16,17,20,24,24,26,31,36,44,46,49,53,57,68,78,79,80,89,118.7,124,null,110,10,12,14,16,18,20,null,null,5008024,24,"-",{"$f":"IF(VLOOKUP(AK13,$A$8:$A$652,1)=AK13,AM13,\"-\")","v":"-"},"-",{"$f":"IF($AO13=\"-\",\"-\",5*AQ$5/12*($AL$3*12)^4/384/29000000/$AO13)","v":"-"},"-",{"$f":"IF(AN13=\"-\",\"-\",IF(AP13>$AS$5,\"-\",IF(AQ13>$AS$5,\"-\",AN13)))","v":"-"},{"$f":"IF($AR13=\"-\",\"-\",IF($AL$2>AS$11,\"-\",INDEX(E$8:E$652,MATCH($AK13,$A$8:$A$652,0))))","v":"-"},{"$f":"IF($AR13=\"-\",\"-\",IF($AL$2>AT$11,\"-\",IF($AL$2>AS$11,INDEX(F$8:F$652,MATCH($AK13,$A$8:$A$652,0)),\"-\")))","v":"-"},"-",{"$f":"IF($AR13=\"-\",\"-\",IF($AL$2>AV$11,\"-\",IF($AL$2>AU$11,INDEX(H$8:H$652,MATCH($AK13,$A$8:$A$652,0)),\"-\")))","v":"-"},{"$f":"IF($AR13=\"-\",\"-\",IF($AL$2>AW$11,\"-\",IF($AL$2>AV$11,INDEX(I$8:I$652,MATCH($AK13,$A$8:$A$652,0)),\"-\")))","v":"-"},{"$f":"IF($AR13=\"-\",\"-\",IF($AL$2>AX$11,\"-\",IF($AL$2>AW$11,INDEX(J$8:J$652,MATCH($AK13,$A$8:$A$652,0)),\"-\")))","v":"-"},{"$f":"IF($AR13=\"-\",\"-\",IF($AL$2>AY$11,\"-\",IF($AL$2>AX$11,INDEX(K$8:K$652,MATCH($AK13,$A$8:$A$652,0)),\"-\")))","v":"-"},{"$f":"IF($AR13=\"-\",\"-\",IF($AL$2>AZ$11,\"-\",IF($AL$2>AY$11,INDEX(L$8:L$652,MATCH($AK13,$A$8:$A$652,0)),\"-\")))","v":"-"},{"$f":"IF($AR13=\"-\",\"-\",IF($AL$2>BA$11,\"-\",IF($AL$2>AZ$11,INDEX(M$8:M$652,MATCH($AK13,$A$8:$A$652,0)),\"-\")))","v":"-"},{"$f":"IF($AR13=\"-\",\"-\",IF($AL$2>BB$11,\"-\",IF($AL$2>BA$11,INDEX(N$8:N$652,MATCH($AK13,$A$8:$A$652,0)),\"-\")))","v":"-"},{"$f":"IF($AR13=\"-\",\"-\",IF($AL$2>BC$11,\"-\",IF($AL$2>BB$11,INDEX(O$8:O$652,MATCH($AK13,$A$8:$A$652,0)),\"-\")))","v":"-"},{"$f":"IF($AR13=\"-\",\"-\",IF($AL$2>BD$11,\"-\",IF($AL$2>BC$11,INDEX(P$8:P$652,MATCH($AK13,$A$8:$A$652,0)),\"-\")))","v":"-"},{"$f":"IF($AR13=\"-\",\"-\",IF($AL$2>BE$11,\"-\",IF($AL$2>BD$11,INDEX(Q$8:Q$652,MATCH($AK13,$A$8:$A$652,0)),\"-\")))","v":"-"},{"$f":"IF($AR13=\"-\",\"-\",IF($AL$2>BF$11,\"-\",IF($AL$2>BE$11,INDEX(R$8:R$652,MATCH($AK13,$A$8:$A$652,0)),\"-\")))","v":"-"},{"$f":"IF($AR13=\"-\",\"-\",IF($AL$2>BG$11,\"-\",IF($AL$2>BF$11,INDEX(S$8:S$652,MATCH($AK13,$A$8:$A$652,0)),\"-\")))","v":"-"},{"$f":"IF($AR13=\"-\",\"-\",IF($AL$2>BH$11,\"-\",IF($AL$2>BG$11,INDEX(T$8:T$652,MATCH($AK13,$A$8:$A$652,0)),\"-\")))","v":"-"},{"$f":"IF($AR13=\"-\",\"-\",IF($AL$2>BI$11,\"-\",IF($AL$2>BH$11,INDEX(U$8:U$652,MATCH($AK13,$A$8:$A$652,0)),\"-\")))","v":"-"},{"$f":"IF($AR13=\"-\",\"-\",IF($AL$2>BJ$11,\"-\",IF($AL$2>BI$11,INDEX(V$8:V$652,MATCH($AK13,$A$8:$A$652,0)),\"-\")))","v":"-"},{"$f":"IF($AR13=\"-\",\"-\",IF($AL$2>BK$11,\"-\",IF($AL$2>BJ$11,INDEX(W$8:W$652,MATCH($AK13,$A$8:$A$652,0)),\"-\")))","v":"-"},{"$f":"IF($AR13=\"-\",\"-\",IF($AL$2>BL$11,\"-\",IF($AL$2>BK$11,INDEX(X$8:X$652,MATCH($AK13,$A$8:$A$652,0)),\"-\")))","v":"-"},{"$f":"IF($AR13=\"-\",\"-\",IF($AL$2>BM$11,\"-\",IF($AL$2>BL$11,INDEX(Y$8:Y$652,MATCH($AK13,$A$8:$A$652,0)),\"-\")))","v":"-"},{"$f":"IF($AR13=\"-\",\"-\",IF($AL$2>BN$11,\"-\",IF($AL$2>BM$11,INDEX(Z$8:Z$652,MATCH($AK13,$A$8:$A$652,0)),\"-\")))","v":"-"},null,{"$f":"MIN(AS13:BN13)","v":0},null,null,{"$f":"IF(BT13<AL$2,\"-\",IF(AL$2>BT12,AL$2,\"-\"))","v":"-"},{"$f":"AT11","v":8}]
[2004020,20,4,20,15,19,21,25,29,33,38,41,50,57,65,71,88,97,100,107,120,126,149,null,null,null,null,100,10,12,15,16,17,18,20,null,5008028,28,28,"-","-",{"$f":"IF($AO14=\"-\",\"-\",5*AQ$5/12*($AL$3*12)^4/384/29000000/$AO14)","v":"-"},"-",{"$f":"IF(AN14=\"-\",\"-\",IF(AP14>$AS$5,\"-\",IF(AQ14>$AS$5,\"-\",AN14)))","v":"-"},"-",{"$f":"IF($AR14=\"-\",\"-\",IF($AL$2>AT$11,\"-\",IF($AL$2>AS$11,INDEX(F$8:F$652,MATCH($AK14,$A$8:$A$652,0)),\"-\")))","v":"-"},"-","-","-","-","-","-","-","-","-","-","-","-","-","-","-","-","-","-","-","-",null,0,null,null,{"$f":"IF(BT14<AL$2,\"-\",IF(AL$2>BT13,AL$2,\"-\"))","v":"-"},{"$f":"AU11","v":10}]
[2004024,20,4,24,16,17,20,23,26,29,32,35,44,50,55,62,71,85,90,100,102,109,130,154,null,null,null,90,9,10,11,12,15,18,null,null,5008032,32,32,"-","-",{"$f":"IF($AO15=\"-\",\"-\",5*AQ$5/12*($AL$3*12)^4/384/29000000/$AO15)","v":"-"},"-","-","-",{"$f":"IF($AR15=\"-\",\"-\",IF($AL$2>AT$11,\"-\",IF($AL$2>AS$11,INDEX(F$8:F$652,MATCH($AK15,$A$8:$A$652,0)),\"-\")))","v":"-"},"-","-","-","-","-","-","-","-","-","-","-","-","-","-","-","-","-","-","-","-",null,0,null,null,{"$f":"IF(BT15<AL$2,\"-\",IF(AL$2>BT14,AL$2,\"-\"))","v":"-"},{"$f":"AV11","v":12}]
[2004028,20,4,28,16,17,19,22,25,28,30,34,39,49,50,59,63,72,86,91,91,93,113,126,140.5,160,null,80,8,10,12,14,16,null,null,null,5008036,36,36,"-",{"$f":"IF(AN16=\"-\",\"-\",IF($AL$1=\"ASD\",0.027,0.018)*$AL$5*$AL$2*$AL$3*AN16)","v":"-"},{"$f":"IF($AO16=\"-\",\"-\",5*AQ$5/12*($AL$3*12)^4/384/29000000/$AO16)","v":"-"},{"$f":"IF($AO16=\"-\",\"-\",5*AR$5/12*($AL$3*12)^4/384/29000000/$AO16)","v":"-"},"-","-",{"$f":"IF($AR16=\"-\",\"-\",IF($AL$2>AT$11,\"-\",IF($AL$2>AS$11,INDEX(F$8:F$652,MATCH($AK16,$A$8:$A$652,0)),\"-\")))","v":"-"},"-","-","-","-","-","-","-","-","-","-","-","-","-","-","-","-","-","-","-","-",null,0,null,null,"-",{"$f":"AW11","v":14}]
[2005020,20,5,20,17,21,26,31,36,39,48,51,62,71,82,99,99,109,120,141,142,null,null,null,null,null,null,75,8,10,12,14,15,null,null,null,5008040,40,40,40,{"$f":"IF(AN17=\"-\",\"-\",IF($AL$1=\"ASD\",0.027,0.018)*$AL$5*$AL$2*$AL$3*AN17)","v":1857.6},{"$f":"IF($AO17=\"-\",\"-\",5*AQ$5/12*($AL$3*12)^4/384/29000000/$AO17)","v":0.93975541299117882},0.39156475541299124,40,31,{"$f":"IF($AR17=\"-\",\"-\",IF($AL$2>AT$11,\"-\",IF($AL$2>AS$11,INDEX(F$8:F$652,MATCH($AK17,$A$8:$A$652,0)),\"-\")))","v":"-"},"-","-","-","-","-","-","-","-","-","-","-","-","-","-","-","-","-","-","-","-",null,31,null,null,"-",{"$f":"AX11","v":16}]
[2005024,20,5,24,16,20,23,26,30,35,39,43,53,60,68,80,91,101,103,110,120,134,158,null,null,null,null,70,7,9,10,11,12,14,null,null,5008044,44,44,44,2043.36,{"$f":"IF($AO18=\"-\",\"-\",5*AQ$5/12*($AL$3*12)^4/384/29000000/$AO18)","v":0.85432310271925349},0.35596795946635562,44,{"$f":"IF($AR18=\"-\",\"-\",IF($AL$2>AS$11,\"-\",INDEX(E$8:E$652,MATCH($AK18,$A$8:$A$652,0))))","v":29},{"$f":"IF($AR18=\"-\",\"-\",IF($AL$2>AT$11,\"-\",IF($AL$2>AS$11,INDEX(F$8:F$652,MATCH($AK18,$A$8:$A$652,0)),\"-\")))","v":"-"},"-","-","-","-","-","-","-","-","-","-","-","-","-","-","-","-","-","-","-","-",null,29,null,null,"-",{"$f":"AY11","v":18}]
[2005028,20,5,28,16,18,22,27,28,33,37,39,48,55,64,68,77,93,95,107,111,119,139,162,183.8,216,null,65,6,8,9,10,11,13,null,null,5008048,48,48,48,2229.12,{"$f":"IF($AO19=\"-\",\"-\",5*AQ$5/12*($AL$3*12)^4/384/29000000/$AO19)","v":0.78312951082598237},0.32630396284415936,48,27,{"$f":"IF($AR19=\"-\",\"-\",IF($AL$2>AT$11,\"-\",IF($AL$2>AS$11,INDEX(F$8:F$652,MATCH($AK19,$A$8:$A$652,0)),\"-\")))","v":"-"},"-","-","-","-","-","-","-","-","-","-","-","-","-","-","-","-","-","-","-","-",null,27,null,null,"-",{"$f":"AZ11","v":20}]
[2006020,20,6,20,19,25,29,36,41,50,57,58,72,82,99,107,118,138,141,null,null,null,null,null,null,null,null,60,5,6,8,10,12,15,null,null,5008052,52,52,52,2414.88,{"$f":"IF($AO20=\"-\",\"-\",5*AQ$5/12*($AL$3*12)^4/384/29000000/$AO20)","v":0.72288877922398365},0.30120365800999321,52,25,{"$f":"IF($AR20=\"-\",\"-\",IF($AL$2>AT$11,\"-\",IF($AL$2>AS$11,INDEX(F$8:F$652,MATCH($AK20,$A$8:$A$652,0)),\"-\")))","v":"-"},"-","-","-","-","-","-","-","-","-","-","-","-","-","-","-","-","-","-","-","-",null,25,null,null,"-",{"$f":"BA11","v":24}]
[2006024,20,6,24,18,22,28,31,37,43,46,53,61,70,85,102,102,111,123,144,147,175,null,null,null,null,null,55,5,6,7,9,11,null,null,null,5008056,56,56,56,2600.64,{"$f":"IF($AO21=\"-\",\"-\",5*AQ$5/12*($AL$3*12)^4/384/29000000/$AO21)","v":0.67125386642227058},0.27968911100927946,56,29,{"$f":"IF($AR21=\"-\",\"-\",IF($AL$2>AT$11,\"-\",IF($AL$2>AS$11,INDEX(F$8:F$652,MATCH($AK21,$A$8:$A$652,0)),\"-\")))","v":"-"},"-","-","-","-","-","-","-","-","-","-","-","-","-","-","-","-","-","-","-","-",null,29,null,null,"-",{"$f":"BB11","v":28}]
[2006028,20,6,28,18,22,26,30,33,40,42,47,58,68,76,83,96,109,112,119,130,139,183,211,222.85,263,null,50,5,6,8,9,10,12,null,null,5008060,60,60,60,2786.3999999999996,{"$f":"IF($AO22=\"-\",\"-\",5*AQ$5/12*($AL$3*12)^4/384/29000000/$AO22)","v":0.62650360866078592},0.26104317027532747,60,27,{"$f":"IF($AR22=\"-\",\"-\",IF($AL$2>AT$11,\"-\",IF($AL$2>AS$11,INDEX(F$8:F$652,MATCH($AK22,$A$8:$A$652,0)),\"-\")))","v":"-"},"-","-","-","-","-","-","-","-","-","-","-","-","-","-","-","-","-","-","-","-",null,27,null,null,"-",{"$f":"BC11","v":32}]
[2008020,20,8,20,25,32,41,51,58,65,72,82,99,118,139,142,null,null,null,null,null,null,null,null,null,null,null,48,5,6,8,9,12,null,null,null,5008066,66,"-","-","-",{"$f":"IF($AO23=\"-\",\"-\",5*AQ$5/12*($AL$3*12)^4/384/29000000/$AO23)","v":"-"},"-","-","-",{"$f":"IF($AR23=\"-\",\"-\",IF($AL$2>AT$11,\"-\",IF($AL$2>AS$11,INDEX(F$8:F$652,MATCH($AK23,$A$8:$A$652,0)),\"-\")))","v":"-"},"-","-","-","-","-","-","-","-","-","-","-","-","-","-","-","-","-","-","-","-",null,0,null,null,"-",{"$f":"BD11","v":36}]
[2008024,20,8,24,22,29,36,42,50,54,61,69,86,103,107,128,149,153,null,null,null,null,null,null,null,null,null,45,4,5,6,7,8,9,10,null,5008072,72,"-","-","-",{"$f":"IF($AO24=\"-\",\"-\",5*AQ$5/12*($AL$3*12)^4/384/29000000/$AO24)","v":"-"},"-","-","-",{"$f":"IF($AR24=\"-\",\"-\",IF($AL$2>AT$11,\"-\",IF($AL$2>AS$11,INDEX(F$8:F$652,MATCH($AK24,$A$8:$A$652,0)),\"-\")))","v":"-"},"-","-","-","-","-","-","-","-","-","-","-","-","-","-","-","-","-","-","-","-",null,0,null,null,"-",{"$f":"BE11","v":40}]
[2008028,20,8,28,22,29,34,40,47,54,61,67,76,88,107,112,124,135,155,166,196,198,246,277,285.3,null,null,42,4,5,6,7,8,10,null,null,5008078,78,"-","-","-",{"$f":"IF($AO25=\"-\",\"-\",5*AQ$5/12*($AL$3*12)^4/384/29000000/$AO25)","v":"-"},"-","-","-",{"$f":"IF($AR25=\"-\",\"-\",IF($AL$2>AT$11,\"-\",IF($AL$2>AS$11,INDEX(F$8:F$652,MATCH($AK25,$A$8:$A$652,0)),\"-\")))","v":"-"},"-","-","-","-","-","-","-","-","-","-","-","-","-","-","-","-","-","-","-","-",null,0,null,null,"-",{"$f":"BF11","v":44}]
[2202020,22,2,20,21,21,22,22,23,24,24,25,34,39,43,49,55,62,69,76,78,82,90,108,128.81818181818181,130,null,40,4,5,6,7,8,10,null,null,5008084,84,"-","-","-",{"$f":"IF($AO26=\"-\",\"-\",5*AQ$5/12*($AL$3*12)^4/384/29000000/$AO26)","v":"-"},"-","-","-",{"$f":"IF($AR26=\"-\",\"-\",IF($AL$2>AT$11,\"-\",IF($AL$2>AS$11,INDEX(F$8:F$652,MATCH($AK26,$A$8:$A$652,0)),\"-\")))","v":"-"},"-","-","-","-","-","-","-","-","-","-","-","-","-","-","-","-","-","-","-","-",null,0,null,null,"-",{"$f":"BG11","v":48}]
[2202024,22,2,24,21,21,22,22,22,23,24,24,30,33,41,41,45,51,55,61,73,76,82,94,111.72727272727273,118,null,38,4,5,6,8,null,null,null,null,5008090,90,"-","-","-",{"$f":"IF($AO27=\"-\",\"-\",5*AQ$5/12*($AL$3*12)^4/384/29000000/$AO27)","v":"-"},"-","-","-",{"$f":"IF($AR27=\"-\",\"-\",IF($AL$2>AT$11,\"-\",IF($AL$2>AS$11,INDEX(F$8:F$652,MATCH($AK27,$A$8:$A$652,0)),\"-\")))","v":"-"},"-","-","-","-","-","-","-","-","-","-","-","-","-","-","-","-","-","-","-","-",null,0,null,null,"-",{"$f":"BH11","v":52}]
[2202028,22,2,28,21,21,21,22,22,22,23,24,29,30,33,41,42,46,48,51,58,59,72,81,105.95454545454545,112,null,35,4,5,6,7,8,null,null,null,5008096,96,"-","-","-",{"$f":"IF($AO28=\"-\",\"-\",5*AQ$5/12*($AL$3*12)^4/384/29000000/$AO28)","v":"-"},"-","-","-",{"$f":"IF($AR28=\"-\",\"-\",IF($AL$2>AT$11,\"-\",IF($AL$2>AS$11,INDEX(F$8:F$652,MATCH($AK28,$A$8:$A$652,0)),\"-\")))","v":"-"},"-","-","-","-","-","-","-","-","-","-","-","-","-","-","-","-","-","-","-","-",null,0,null,null,"-",{"$f":"BI11","v":56}]
[2203020,22,3,20,18,18,19,22,24,26,29,33,42,45,53,68,70,76,84,88,94,104,120,138,null,null,null,32,3,4,5,6,8,null,null,null,5008102,102,"-","-","-",{"$f":"IF($AO29=\"-\",\"-\",5*AQ$5/12*($AL$3*12)^4/384/29000000/$AO29)","v":"-"},"-","-","-",{"$f":"IF($AR29=\"-\",\"-\",IF($AL$2>AT$11,\"-\",IF($AL$2>AS$11,INDEX(F$8:F$652,MATCH($AK29,$A$8:$A$652,0)),\"-\")))","v":"-"},"-","-","-","-","-","-","-","-","-","-","-","-","-","-","-","-","-","-","-","-",null,0,null,null,{"$f":"IF(BT29<AL$2,\"-\",IF(AL$2>BT28,AL$2,\"-\"))","v":"-"},{"$f":"BJ11","v":60}]
[2203024,22,3,24,15,19,19,20,23,24,26,30,35,40,45,48,55,61,74,81,84,92,98,113,127.27272727272727,null,null,30,3,4,5,6,8,10,null,null,5008108,108,"-","-","-",{"$f":"IF($AO30=\"-\",\"-\",5*AQ$5/12*($AL$3*12)^4/384/29000000/$AO30)","v":"-"},"-","-","-",{"$f":"IF($AR30=\"-\",\"-\",IF($AL$2>AT$11,\"-\",IF($AL$2>AS$11,INDEX(F$8:F$652,MATCH($AK30,$A$8:$A$652,0)),\"-\")))","v":"-"},"-","-","-","-","-","-","-","-","-","-","-","-","-","-","-","-","-","-","-","-",null,0,null,null,"-",{"$f":"BK11","v":70}]
[2203028,22,3,28,16,16,16,19,20,23,24,27,32,36,45,47,52,54,59,74,82,76,86,100,121.31818181818181,126,null,28,3,4,5,6,7,8,10,null,5008114,114,"-","-","-",{"$f":"IF($AO31=\"-\",\"-\",5*AQ$5/12*($AL$3*12)^4/384/29000000/$AO31)","v":"-"},"-","-","-",{"$f":"IF($AR31=\"-\",\"-\",IF($AL$2>AT$11,\"-\",IF($AL$2>AS$11,INDEX(F$8:F$652,MATCH($AK31,$A$8:$A$652,0)),\"-\")))","v":"-"},"-","-","-","-","-","-","-","-","-","-","-","-","-","-","-","-","-","-","-","-",null,0,null,null,"-",{"$f":"BL11","v":80}]
[2204020,22,4,20,16,19,23,26,30,36,39,44,55,62,71,82,95,96,106,119,134,144,null,null,null,null,null,25,3,4,5,6,8,10,null,null,5008120,120,"-","-","-",{"$f":"IF($AO32=\"-\",\"-\",5*AQ$5/12*($AL$3*12)^4/384/29000000/$AO32)","v":"-"},"-","-","-",{"$f":"IF($AR32=\"-\",\"-\",IF($AL$2>AT$11,\"-\",IF($AL$2>AS$11,INDEX(F$8:F$652,MATCH($AK32,$A$8:$A$652,0)),\"-\")))","v":"-"},"-","-","-","-","-","-","-","-","-","-","-","-","-","-","-","-","-","-","-","-",null,0,null,null,"-",{"$f":"BM11","v":90}]
[2204024,22,4,24,15,17,20,25,27,29,34,38,48,52,58,71,79,89,98,101,107,115,144,153,null,null,null,22,2,3,4,5,6,8,null,null,null,null,null,null,null,null,null,null,null,null,null,null,null,null,null,null,null,null,null,null,null,null,null,null,null,null,null,null,null,null,null,null,null,null,"-",{"$f":"BN11","v":100}]
[2204028,22,4,28,16,16,19,22,25,28,32,35,40,49,54,60,72,79,87,90,97,109,120,135,158.22727272727272,179,null,20,2,3,4,5,6,8]
[2205020,22,5,20,17,24,27,34,38,42,49,55,65,75,96,98,111,126,137,158]
[2205024,22,5,24,16,20,24,28,33,38,40,48,56,62,73,85,100,101,110,116,133,153]
[2205028,22,5,28,16,18,22,26,30,32,38,41,51,57,65,73,86,92,102,105,111,126,159,170,183.09090909090909,null,null,{"$f":"AL4","v":50},{"$f":"INDEX(AC$12:AC$34,MATCH($AB$37,$AB$12:$AB$34,0))","v":5},{"$f":"INDEX(AD$12:AD$34,MATCH($AB$37,$AB$12:$AB$34,0))","v":6},8,9,10,12,0]
[2206020,22,6,20,21,27,33,39,49,56,57,65,79,97,106,118,137,null,null,null,null,null,null,null,null,null,null,null,{"$f":"IF($AL$5>AC37,\"-\",AC37)","v":"-"},{"$f":"IF($AL$5>AD37,\"-\",IF($AL$5>AC37,AD37,\"-\"))","v":"-"},8,"-","-","-","-"]
[2206024,22,6,24,19,23,28,32,39,45,51,58,66,82,98,101,109,120,142,144]
[2206028,22,6,28,18,22,26,30,34,39,44,50,61,70,76,89,102,104,113,127,148,157,181,204,244.5,280]
[2208020,22,8,20,27,36,43,56,64,71,80,96,106,135,138]
[2208024,22,8,24,24,31,38,46,53,60,68,75,101,105,125,145,149]
[2208028,22,8,28,22,28,34,40,47,54,62,69,79,87,106,118,131,152,164,192,214,233,265,304,310]
[2503020,25,3,20,18,19,22,26,27,30,37,41,49,59,66,70,76,86,89,97,102,115,137]
[2503024,25,3,24,18,19,20,22,25,26,28,32,39,43,51,59,67,71,81,84,89,96,111,122]
[2503028,25,3,28,15,19,19,20,23,24,27,29,34,39,45,47,55,59,67,81,82,83,98,113,126.28,141]
[2503032,25,3,32,16,16,16,20,21,23,24,27,32,36,44,46,52,54,58,74,81,73,86,100,121.32,119]
[2503036,25,3,36,16,16,17,17,20,24,24,26,32,36,40,45,48,53,54,68,79,70,80,89,118.8,124]
[2504020,25,4,20,18,20,25,29,35,39,42,49,55,70,78,93,99,109,119,134,135]
[2504024,25,4,24,16,19,21,26,29,33,37,40,50,57,64,72,88,97,100,106,120,126,149]
[2504028,25,4,28,15,17,20,24,25,29,34,37,43,51,58,66,72,89,90,101,102,114,129,153,176.56,203]
[2504032,25,4,32,16,17,19,21,25,28,32,35,40,49,54,60,69,79,86,91,96,109,117,135,153,188]
[2504036,25,4,36,16,17,19,21,26,26,29,34,38,49,50,56,63,73,85,88,92,94,110,126,141.6,161]
[2505020,25,5,20,18,25,31,38,43,51,55,58,73,93,100,109,125,134]
[2505024,25,5,24,17,23,26,32,36,42,47,53,61,75,81,98,102,112,129,140,160]
[2505028,25,5,28,16,20,24,28,31,37,41,47,56,62,72,79,93,101,106,117,125,152,167,195,214.52,248]
[2505032,25,5,32,16,19,23,26,30,33,38,41,51,57,65,73,83,93,102,105,111,129,158,169,183.16,212]
[2505036,25,5,36,17,18,22,26,28,31,36,39,48,54,64,69,75,88,96,101,108,119,133,159,184.36,188]
[2506020,25,6,20,24,29,38,45,55,58,69,78,94,104,116,134]
[2506024,25,6,24,20,25,31,37,44,50,56,64,75,97,99,107,118,138]
[2506028,25,6,28,18,23,28,32,38,44,51,55,67,73,87,101,104,120,134,143,145,176,197,234,256,301]
[2506032,25,6,32,18,22,26,30,34,39,44,50,61,69,77,89,102,105,113,127,148,158,184,215,244.56,277]
[2506036,25,6,36,18,24,25,30,36,39,43,49,58,67,74,84,98,108,116,117,129,152,185,202,220.56,263]
[2508020,25,8,20,29,39,48,58,70,78,94,99,115,134]
[2508024,25,8,24,26,33,41,50,57,65,75,81,99,118,138]
[2508028,25,8,28,23,30,38,44,53,60,67,75,86,103,116,127,147,188,188,207,215,245,284]
[2508032,25,8,32,24,28,34,39,47,54,65,71,78,87,105,117,129,152,154,192,193,213,258,292,296]
[2508036,25,8,36,22,29,34,40,46,52,61,63,76,87,101,114,121,136,148,166,167,197,232,267,274.24]
[2510020,25,10,20,38,49,63,78,94,100,115,134]
[2510024,25,10,24,33,42,54,65,75,89,99,104,130]
[2510028,25,10,28,30,38,48,56,64,74,84,101,109,134,147,179,207,211,234,272,293,308]
[2510032,25,10,32,28,36,43,52,62,69,76,87,107,118,130,153,193,203,216,240,257,282]
[{"$f":"B73*100000+C73*1000+D73","v":2510036},25,10,36,28,37,44,52,64,71,77,85,100,116,130,151,157,179,201,215,235,253,299]
[2803024,28,3,24,18,19,22,24,27,29,36,39,43,53,62,70,71,78,85,89,98,111,130,138]
[2803028,28,3,28,18,19,20,22,25,26,28,31,39,43,46,55,61,66,76,83,86,96,112,122,132,160]
[2803032,28,3,32,18,19,19,21,23,24,27,28,34,39,45,48,53,58,66,80,81,86,98,113,126.39285714285714,135]
[2804024,28,4,24,16,20,24,27,32,38,40,48,55,62,71,82,95,104,106,120,135,144]
[2804028,28,4,28,15,18,21,25,28,32,36,39,49,56,64,71,79,96,97,106,107,125,147,171,179.71428571428572,206]
[2804032,28,4,32,15,17,20,23,25,29,33,37,43,50,58,62,70,85,90,99,102,107,129,153,176.71428571428572,185]
[2805024,28,5,24,18,24,29,34,39,46,52,58,66,78,96,102,111,126,136]
[2805028,28,5,28,17,21,26,30,35,39,46,50,61,68,77,90,99,107,114,130,142,162,184,213,238.67857142857142,257]
[2805032,28,5,32,17,20,24,27,32,37,41,44,56,62,70,80,93,102,107,112,119,143,167,197,215,244]
[2806024,28,6,24,21,28,35,41,49,55,63,70,79,96,106,134,137]
[2806028,28,6,28,20,24,30,36,42,50,54,58,71,82,99,107,118,138,142,170,174,193,228,261,268.35714285714283]
[2806032,28,6,32,19,23,28,32,37,43,49,53,64,74,84,101,102,111,123,144,146,176,198,234,244.39285714285714,297]
[2807024,28,7,24,24,32,41,49,56,64,74,79,96,110,135,156]
[2807028,28,7,28,22,27,35,43,51,57,62,69,82,99,108,129,140,162,173,195,198,222,265,305]
[2807032,28,7,32,21,27,31,38,44,52,55,63,74,85,102,108,123,143,146,175,187,207,241,273,276.46428571428572]
[2808024,28,8,24,28,37,48,55,64,74,79,95,105,134]
[2808028,28,8,28,25,32,39,50,58,65,72,81,99,108,129,141,172,197,203,231,237,263]
[2808032,28,8,32,24,29,38,43,53,60,64,70,86,103,113,127,147,149,188,208,210,244,281]
[2810024,28,10,24,36,46,57,70,79,96,102,117,137]
[2810028,28,10,28,30,41,50,60,69,82,99,100,120,141,174,203,219,239,265,295,311]
[2810032,28,10,32,30,38,46,55,66,71,80,93,109,126,147,179,199,212,226,258,274,292]
[3003024,30,3,24,18,21,24,27,31,35,38,40,48,58,66,71,80,92,98,117,119,120,137]
[3003028,30,3,28,18,19,22,25,27,30,35,37,42,49,56,63,70,79,82,93,99,103,121,132,161.26666666666668,183]
[3003032,30,3,32,18,19,20,22,26,28,31,32,39,46,51,57,64,71,73,83,84,91,99,113,126.33333333333333,141]
[3003036,30,3,36,19,19,19,21,23,26,28,31,35,39,46,52,57,64,65,73,75,80,94,101,122,126]
[3004024,30,4,24,18,23,29,33,37,42,49,53,64,76,85,101,104,126,127,149,150]
[3004028,30,4,28,16,21,25,30,33,37,42,45,53,61,73,81,86,103,104,126,128,144,156,170,192,231]
[3004032,30,4,32,16,18,22,26,30,34,37,43,51,55,62,70,77,87,103,105,116,121,148,157,179.7,202]
[3004036,30,4,36,16,17,22,24,27,31,34,36,46,52,59,64,74,78,88,91,105,108,119,151,158.76666666666668,187]
[3005024,30,5,24,19,25,30,37,43,51,55,58,73,86,96,109,125,134]
[3005028,30,5,28,17,23,27,32,37,44,47,53,61,75,88,97,102,112,128,138,159,170,192,224,241.5,270]
[3005032,30,5,32,17,21,24,29,35,39,43,48,56,63,77,90,100,101,107,117,133,154,176,195,227,244]
[3005036,30,5,36,17,20,24,27,31,36,40,43,51,60,70,80,86,94,103,110,118,135,157,178,185,229]
[3006024,30,6,24,24,29,37,45,52,58,66,73,94,104,116,134]
[3006028,30,6,28,20,27,32,38,44,50,57,65,75,97,99,107,137,140,170,180,186,192,227,284]
[3006032,30,6,32,19,24,29,34,40,45,51,58,65,82,98,100,109,121,142,144,174,183,197,233,257,299]
[3006036,30,6,36,18,23,26,31,37,41,46,52,61,70,84,101,102,111,123,126,148,155,179,202,245.53333333333333,272]
[3008024,30,8,24,32,40,51,63,73,83,99,111,124,146]
[3008028,30,8,28,30,37,44,53,61,73,80,86,114,126,149,170,172,192,220,224,258,284]
[3008032,30,8,32,26,34,42,49,55,63,71,79,104,117,130,154,161,184,203,208,240,243,307]
[3008036,30,8,36,23,32,39,46,54,61,69,76,89,108,121,134,154,169,189,194,212,219,256,313]
[3010024,30,10,24,38,51,66,78,99,111,123,134]
[3010028,30,10,28,36,47,57,69,80,94,113,116,138,161,183,204,226,249,282]
[3010032,30,10,32,31,39,52,58,74,82,95,105,129,142,165,185,205,222,252,270,299]
[3010036,30,10,36,30,39,48,54,68,79,84,91,119,132,151,170,191,210,215,248,261,279]
[3203024,32,3,24,19,21,26,27,34,38,40,42,54,61,70,75,84,88,102,102,113,151,160]
[3203028,32,3,28,17,18,24,26,28,31,34,37,43,55,60,69,70,76,85,89,93,111,121,138,162.34375,196]
[3203032,32,3,32,17,18,21,25,26,28,32,34,39,44,54,61,62,67,77,80,86,96,112,122,132,160]
[3203036,32,3,36,17,19,20,23,25,26,28,30,38,40,45,51,53,58,67,81,85,91,98,113,126.625,136]
[3204024,32,4,24,19,23,26,32,37,40,47,55,61,72,86,94,103,114,133,134,162]
[3204028,32,4,28,18,20,24,28,32,37,40,45,55,62,70,78,94,96,105,121,135,144,167,189,235.125,250]
[3204032,32,4,32,15,20,22,25,29,32,36,39,49,56,64,71,83,94,97,102,107,125,147,171,179.6875,207]
[3204036,32,4,36,16,17,21,24,26,30,34,36,43,50,58,65,70,85,90,99,102,107,129,153,176.84375,185]
[3205024,32,5,24,20,27,33,39,44,51,57,65,77,93,100,123,133]
[3205028,32,5,28,18,24,28,34,39,46,52,58,66,74,96,101,110,126,137,158,167,180,202,234,253.15625,295]
[3205032,32,5,32,17,22,26,32,35,41,46,53,61,68,77,90,99,105,114,130,142,162,184,204,239.59375,255]
[3205036,32,5,36,17,21,24,27,33,37,42,47,56,62,70,79,93,102,106,117,120,144,167,187,203,233]
[3206024,32,6,24,24,31,39,47,55,61,69,76,94,103,133,134]
[3206028,32,6,28,21,27,35,40,48,55,60,67,79,96,105,117,137,158,170,190,191,222,246,274]
[3206032,32,6,32,20,25,30,36,42,50,54,58,71,82,99,103,118,139,142,170,174,193,228,258,268]
[3206036,32,6,36,19,24,28,34,38,44,49,55,66,73,84,101,102,111,123,144,146,176,206,234,244,293]
[3208024,32,8,24,32,40,54,61,72,86,93,103,133]
[3208028,32,8,28,27,35,45,55,63,70,80,95,105,134,137,169,189,198,221,242,264,274]
[{"$f":"B137*100000+C137*1000+D137","v":3208032},32,8,32,25,32,39,50,58,65,71,81,99,109,120,141,173,186,202,214,228,261,295]
[3208036,32,8,36,24,31,38,43,53,59,67,71,86,103,113,127,147,181,188,207,212,242,277,315]
[3504028,35,4,28,19,23,27,31,36,41,46,52,60,74,79,94,100,111,117,137,138,156,185,194,237,256]
[3504032,35,4,32,18,21,24,28,33,37,39,45,53,60,73,80,92,100,106,112,127,144,159,171,196,229]
[3504036,35,4,36,16,20,23,27,30,33,37,41,51,55,62,74,83,94,97,107,113,115,147,162,184,194]
[3504040,35,4,40,16,17,21,26,27,30,37,38,46,52,61,64,75,90,95,96,108,107,129,153,177,185]
[3505028,35,5,28,20,26,32,37,43,52,57,59,73,86,100,109,126,136,137,138,139,190,224,258,273]
[3505032,35,5,32,18,24,29,34,37,45,50,53,66,75,88,100,102,112,128,138,139,170,194,224,253,292]
[3505036,35,5,36,17,23,27,29,35,40,46,48,62,68,77,90,100,104,115,131,133,153,175,205,240,254]
[3505040,35,5,40,17,22,25,27,33,37,43,47,56,63,70,80,95,102,107,115,125,144,166,199,206,223]
[3506028,35,6,28,24,30,37,44,52,58,65,73,93,103,115,134,154,166,187,202,213,230,270]
[3506032,35,6,32,21,27,33,38,46,53,57,65,79,96,100,117,139,140,170,172,191,202,236,281]
[3506036,35,6,36,20,25,31,36,41,48,54,58,70,81,99,102,113,121,142,144,174,187,211,241,269,314]
[3506040,35,6,40,20,24,28,34,38,44,49,55,64,77,84,101,104,115,123,145,146,168,208,215,244,273]
[3507028,35,7,28,27,34,43,52,59,66,74,86,101,115,135,167,178,190,215,233,245,268]
[3507032,35,7,32,24,30,39,47,53,61,67,75,97,103,118,137,160,171,192,196,226,238,282]
[3507036,35,7,36,23,28,35,42,48,55,62,69,82,99,105,120,141,144,173,186,196,211,250,291]
[3507040,35,7,40,22,27,32,39,44,50,55,63,73,86,102,107,118,133,147,166,178,188,219,266,276]
[3508028,35,8,28,30,39,48,59,69,78,94,98,115,136,165,187,202,217,243,269,289,296]
[3508032,35,8,32,27,36,42,53,61,69,79,88,101,118,138,170,172,191,219,223,245,272]
[3508036,35,8,36,26,32,39,48,55,62,71,77,99,109,121,141,164,175,202,207,232,248,294]
[3508040,35,8,40,24,30,37,44,54,60,65,73,86,102,113,127,147,149,185,198,210,215,273,310]
[3804032,38,4,32,19,21,26,31,34,39,43,48,58,67,74,87,100,101,111,127,138,144,168,190,237,248]
[3804036,38,4,36,17,21,24,28,33,35,39,44,53,60,74,75,93,97,106,112,123,125,153,170,180,225]
[3804040,38,4,40,16,20,23,27,30,34,37,41,51,55,62,74,83,94,98,107,109,115,147,153,177,202]
[3804044,38,4,44,16,20,22,26,28,30,35,38,46,52,58,65,75,90,95,95,108,112,124,150,160,177]
[3805032,38,5,32,20,25,31,36,42,46,52,59,70,86,96,101,111,126,137,158,177,185,205,237,253]
[3805036,38,5,36,20,24,28,33,38,45,47,53,64,74,89,98,103,112,129,138,160,167,184,215,242,270]
[3805040,38,5,40,20,23,26,31,35,40,46,48,59,70,78,91,101,105,113,117,134,153,176,203,216,242]
[3805044,38,5,44,20,22,25,30,33,39,41,48,56,63,75,80,93,102,107,111,118,145,166,199,204,229]
[3806032,38,6,32,24,30,35,41,49,55,62,70,86,98,105,125,136,167,175,189,196,222,247,293]
[3806036,38,6,36,21,27,33,39,47,50,57,61,75,89,100,107,118,141,142,172,183,194,227,250,273]
[3806040,38,6,40,21,25,31,36,40,48,55,59,71,82,99,102,109,121,143,142,174,182,206,233,257,294]
[3806044,38,6,44,20,24,29,33,38,44,49,55,64,77,84,102,104,115,123,145,147,169,190,209,245,270]
[3808032,38,8,32,29,38,47,56,64,74,86,95,105,135,156,169,189,217,229,247,271,299]
[3808036,38,8,36,28,35,42,50,57,65,76,81,101,113,138,140,172,192,212,222,245,260,315]
[3808040,38,8,40,26,32,40,48,55,62,67,78,100,103,121,142,144,175,202,205,222,238,283]
[3808044,38,8,44,24,30,39,47,51,57,64,71,86,102,113,127,147,149,187,199,210,222,272,309]
[4004032,40,4,32,20,23,29,37,40,47,50,56,64,73,86,103,114,126,128,149,151,164,177,195,238,249]
[4004036,40,4,36,19,22,29,31,37,40,44,51,57,65,74,87,103,104,125,127,128,144,168,180,210,228]
[4004040,40,4,40,18,22,25,29,33,37,40,47,52,62,73,77,87,96,104,117,127,132,148,171,181,203]
[4004044,40,4,44,17,20,24,29,31,36,38,41,49,59,66,74,78,84,96,106,106,111,129,150,177,186]
[4004048,40,4,48,17,20,24,25,30,32,37,39,48,53,59,67,78,78,85,99,106,108,120,144,159,178]
[4005032,40,5,32,21,26,32,38,43,52,55,62,73,86,101,109,124,134,154,167,177,190,224,257,278]
[4005036,40,5,36,20,24,30,34,39,45,53,55,66,74,88,102,102,112,128,138,159,170,194,235,252,292]
[4005040,40,5,40,20,24,27,32,37,41,46,51,62,68,77,90,100,105,115,130,142,162,183,214,240,253]
[4005044,40,5,44,20,23,29,32,37,41,49,50,58,70,82,84,99,102,118,130,141,144,168,198,212,242]
[4005048,40,5,48,20,23,26,31,34,40,41,50,57,68,75,85,95,100,119,120,132,138,159,182,185,226]
[4006032,40,6,32,24,30,38,44,52,58,65,72,93,100,115,133,154,166,186,190,213,221,269]
[4006036,40,6,36,22,27,34,39,47,53,60,67,79,97,102,117,137,141,170,172,191,194,235,271]
[4006040,40,6,40,21,26,30,36,43,48,54,62,71,82,99,103,114,130,142,163,174,185,219,254,271]
[4006044,40,6,44,21,24,28,36,40,47,51,55,66,78,91,102,107,116,134,142,146,177,208,234,247,291]
[4006048,40,6,48,21,24,31,36,42,46,53,57,69,79,86,100,109,112,133,135,143,174,182,204,237,267]
[4007032,40,7,32,26,33,43,52,58,66,74,86,101,115,135,167,178,191,205,233,245,258]
[4007036,40,7,36,24,31,39,47,53,61,67,75,97,103,117,136,159,171,191,206,219,237,280]
[4007040,40,7,40,24,29,35,43,49,55,62,69,82,99,105,119,140,162,174,187,199,213,256,298]
[4007044,40,7,44,22,28,33,39,48,55,59,64,78,92,102,111,122,143,165,176,187,200,230,269,276]
[4007048,40,7,48,23,28,36,41,48,54,61,66,80,86,108,110,116,136,164,167,174,192,216,256,268]
[4008032,40,8,32,29,38,48,58,67,78,94,96,115,135,165,188,195,217,243,259,280]
[4008036,40,8,36,27,36,46,53,60,68,80,88,102,118,137,170,180,193,219,231,245,276]
[4008040,40,8,40,25,34,39,49,58,65,72,82,99,109,120,141,173,189,205,220,226,258,291]
[4008044,40,8,44,27,33,39,47,56,63,70,75,93,103,120,136,147,185,195,205,216,240,275]
[4008048,40,8,48,25,32,42,47,55,62,69,80,90,104,122,136,155,170,182,189,210,218,261,296,310]
[4010032,40,10,32,39,51,64,79,92,112,123,125,149,177,195,220,244,268]
[{"$f":"B201*100000+C201*1000+D201","v":4010036},40,10,36,36,47,60,69,81,94,103,125,150,161,182,211,234,249,280,290]
[4010040,40,10,40,36,45,56,66,75,82,96,115,129,152,173,184,216,231,257,274,304]
[4010044,40,10,44,32,41,51,60,71,82,84,99,119,143,161,178,198,220,234,254,280,297]
[4010048,40,10,48,32,41,52,58,68,76,85,94,121,134,152,169,181,201,215,242,256,275]
[4204032,42,4,32,21,25,29,34,38,43,49,53,67,74,86,99,101,112,125,134,138,163,195,224,250,275]
[4204036,42,4,36,19,22,26,32,35,39,44,47,58,67,73,87,95,101,112,118,129,145,168,191,237,246]
[4204040,42,4,40,19,21,24,28,34,36,41,45,53,61,73,76,93,97,97,113,122,125,147,171,194,210]
[4204044,42,4,44,19,20,23,27,31,34,38,42,51,55,62,74,84,94,97,108,109,118,138,159,179,203]
[4204048,42,4,48,19,21,24,26,29,32,36,39,47,54,62,65,75,90,95,97,108,112,130,150,160,177]
[4205032,42,5,32,22,28,35,41,45,52,57,66,74,88,100,110,125,152,166,176,189,199,225,258]
[4205036,42,5,36,21,25,31,36,42,46,52,59,70,85,96,102,111,126,137,158,168,179,203,235,253,275]
[4205040,42,5,40,21,24,28,33,39,44,51,54,64,74,89,98,103,113,129,130,160,171,183,213,241,263]
[4205044,42,5,44,20,24,27,31,37,40,46,52,59,69,78,91,101,105,113,126,134,151,176,207,216,242]
[4205048,42,5,48,20,23,27,30,35,39,42,48,57,63,75,81,95,102,107,115,118,145,168,199,206,229]
[4206032,42,6,32,25,32,39,45,55,61,69,77,93,103,124,135,163,175,187,202,213,239,277]
[4206036,42,6,36,23,30,35,41,49,56,60,67,79,96,105,117,137,158,169,190,204,207,243,282]
[4206040,42,6,40,21,26,33,39,46,54,57,61,75,89,100,108,119,141,142,172,183,194,227,249,267]
[4206044,42,6,44,21,24,31,35,41,48,54,59,71,81,100,102,109,121,143,142,174,176,208,233,254,302]
[4206048,42,6,48,20,25,29,33,39,44,49,56,64,77,85,102,104,115,124,145,147,169,191,216,246,269]
[4207032,42,7,32,28,36,45,52,65,72,85,93,102,125,154,166,187,200,225,239,252,277]
[4207036,42,7,36,26,34,40,49,56,67,74,79,98,110,127,138,169,181,194,208,235,248,289]
[4207040,42,7,40,24,31,38,46,54,61,68,75,90,101,113,129,142,172,184,195,208,230,267,297]
[4207044,42,7,44,23,29,35,41,49,55,63,70,78,100,106,116,132,145,166,184,198,203,246,281,299]
[4207048,42,7,48,23,28,34,39,44,50,56,64,73,92,102,108,118,136,149,169,184,190,220,255,265]
[4208032,42,8,32,32,40,51,62,72,78,94,100,124,135,166,188,213,235,245,268]
[4208036,42,8,36,27,38,46,56,64,74,79,96,105,126,138,169,189,208,220,246,263,274]
[4208040,42,8,40,26,35,42,51,57,65,76,81,101,113,138,141,173,192,211,222,237,256,311]
[4208044,42,8,44,25,32,39,49,55,63,70,78,99,107,121,142,147,175,201,206,223,238,283]
[4208048,42,8,48,26,32,41,48,56,63,67,74,93,103,112,128,148,169,188,198,210,230,271,307]
[4210032,42,10,32,38,52,62,77,94,101,114,134,164,187,215,239,264,291,308]
[4210036,42,10,36,36,46,60,70,86,97,102,112,140,179,193,223,244,268,298]
[4210040,42,10,40,34,45,54,64,75,89,99,104,129,161,182,205,218,237,268,301,308]
[4210044,42,10,44,31,41,52,61,70,79,91,100,114,143,164,185,208,221,241,269,284,310]
[4210048,42,10,48,30,39,49,56,66,72,80,93,107,125,146,168,199,211,226,252,267,285]
[4504036,45,4,36,21,25,28,33,38,42,46,52,62,72,79,95,100,112,117,128,138,154,178,193,238,250]
[4504040,45,4,40,21,22,27,31,35,39,44,47,55,64,75,87,95,101,112,113,128,144,169,180,211,228]
[4504044,45,4,44,21,22,24,29,33,37,39,45,53,61,74,76,89,95,102,108,114,125,148,171,193,215]
[4504048,45,4,48,21,22,24,28,31,34,38,40,51,55,63,75,83,94,95,107,109,115,139,164,180,204]
[4504052,45,4,52,22,23,24,27,29,33,37,39,47,52,60,66,76,91,95,96,109,112,125,153,161,178]
[4505036,45,5,36,22,27,33,38,44,52,55,63,74,86,101,109,125,136,155,167,177,191,224,256,278]
[4505040,45,5,40,21,25,30,36,42,45,53,56,68,75,88,102,111,122,128,156,159,180,203,234,253,287]
[4505044,45,5,44,21,24,29,34,38,44,46,54,65,74,85,90,103,110,123,130,142,159,184,215,248,263]
[4505048,45,5,48,21,24,27,32,36,41,45,52,59,67,75,91,95,106,112,118,134,151,179,208,232,241]
[4505052,45,5,52,21,24,27,30,35,39,42,48,57,64,75,81,94,98,107,117,119,145,169,200,212,225]
[4506036,45,6,36,24,31,38,45,52,58,66,74,93,100,115,134,154,167,187,190,203,221,258]
[4506040,45,6,40,23,28,34,40,47,53,60,67,79,97,103,117,137,140,170,181,191,203,244,271]
[4506044,45,6,44,21,27,32,38,46,50,54,62,76,90,100,107,118,139,142,172,175,194,228,252,280]
[4506048,45,6,48,21,26,30,36,42,48,55,59,69,78,92,102,110,122,143,143,167,177,207,233,265,289]
[4506052,45,6,52,21,25,29,34,39,44,50,56,64,77,85,102,102,116,124,136,148,169,191,214,246,268]
[4507036,45,7,36,27,35,44,52,58,66,74,86,101,115,135,158,176,191,206,233,246,258]
[4507040,45,7,40,26,33,40,47,54,61,67,75,97,105,127,138,160,179,192,206,227,237,288]
[4507044,45,7,44,24,30,39,46,54,61,62,69,90,100,113,129,143,163,184,196,201,221,256,297]
[4507048,45,7,48,23,29,36,41,49,55,63,70,79,92,107,117,133,145,166,177,190,203,246,277,299]
[4507052,45,7,52,23,28,34,39,45,50,56,65,73,93,102,109,118,136,149,170,183,194,224,254,274]
[4508036,45,8,36,30,38,48,58,67,78,94,98,114,135,165,188,193,216,243,259,280]
[4508040,45,8,40,28,36,46,53,61,68,80,89,105,118,137,170,181,196,219,232,247,275]
[4508044,45,8,44,27,34,41,51,58,66,73,81,99,109,130,141,173,185,202,215,226,249,298]
[4508048,45,8,48,26,32,39,47,55,63,68,74,92,104,116,142,146,176,193,208,216,240,270]
[4508052,45,8,52,28,33,42,48,54,59,67,71,94,102,112,127,148,167,188,198,210,219,259,304]
[4509036,45,9,36,34,45,55,66,74,88,98,104,135,165,179,203,229,241,271,294]
[4509040,45,9,40,31,39,49,61,69,80,89,100,113,138,168,188,196,223,247,263,293]
[4509044,45,9,44,31,39,48,58,66,76,89,99,108,132,162,178,190,216,241,248,275,302]
[4509048,45,9,48,29,37,47,55,63,70,79,91,106,117,133,166,188,206,224,235,251,279,298]
[4509052,45,9,52,28,36,46,55,60,70,73,84,102,112,135,148,169,197,200,226,231,259,293]
[{"$f":"B265*100000+C265*1000+D265","v":4510036},45,10,36,38,49,60,73,86,98,105,116,137,177,192,220,245,268]
[4510040,45,10,40,35,47,60,66,76,90,102,112,140,170,182,211,236,264,289,299]
[4510044,45,10,44,33,46,54,64,72,89,99,104,130,142,173,203,216,239,260,274,302]
[4510048,45,10,48,31,40,49,62,71,78,91,100,114,134,164,186,205,219,240,267,279,304]
[4510052,45,10,52,31,39,50,56,67,72,80,93,107,123,147,168,190,211,224,251,264,282]
[4805036,48,5,36,26,31,37,45,52,59,66,71,87,111,113,135,136,152,167,176,189,200,228,269]
[4805040,48,5,40,23,29,35,41,46,52,59,68,77,92,112,114,136,138,155,161,178,188,203,237,272]
[4805044,48,5,44,22,27,32,37,44,48,54,61,69,80,93,113,116,126,139,150,160,174,195,226,253,275]
[4805048,48,5,48,21,25,30,36,40,48,48,55,69,78,90,96,115,116,128,140,142,166,185,219,241,263]
[4805052,48,5,52,21,25,29,33,39,42,50,54,62,71,82,92,99,117,118,130,141,157,178,206,224,241]
[4805056,48,5,56,21,24,29,33,38,40,46,50,59,71,79,85,100,100,119,120,133,146,170,200,212,226]
[4806036,48,6,36,28,35,42,51,62,70,78,83,100,122,134,147,163,175,189,202,222,233,277]
[4806040,48,6,40,25,33,39,47,56,64,71,79,93,112,124,137,148,168,179,189,212,222,247,282]
[4806044,48,6,44,24,31,36,45,50,57,65,73,81,102,115,127,138,151,168,173,192,204,236,262,292]
[4806048,48,6,48,23,30,35,40,48,52,59,67,78,95,105,116,129,141,160,166,175,186,220,252,279,310]
[4806052,48,6,52,23,27,32,38,46,51,59,60,75,83,97,107,130,131,144,162,169,178,208,234,259,290]
[4806056,48,6,56,22,27,31,37,42,48,54,61,69,80,91,107,120,132,134,153,165,166,191,208,246.04166666666666,267]
[4808036,48,8,36,36,45,56,64,78,91,100,122,134,153,167,186,213,234,257,278]
[4808040,48,8,40,33,42,51,59,70,80,92,101,124,148,157,170,191,208,229,248,272,288]
[4808044,48,8,44,32,39,49,55,65,74,82,95,114,127,150,161,185,193,212,223,244,268]
[4808048,48,8,48,30,37,47,53,60,68,76,84,105,129,131,154,174,189,197,216,226,247,290]
[4808052,48,8,52,30,36,44,51,59,65,71,80,99,119,132,146,164,185,195,209,221,239,283]
[4808056,48,8,56,28,36,43,49,57,63,69,78,90,109,123,136,155,168,189,198,209,228,258,294]
[4809036,48,9,36,44,55,70,79,91,99,121,122,146,165,190,215,237,252,279]
[4809040,48,9,40,42,52,63,74,88,93,101,113,136,156,179,195,218,230,256,284]
[4809044,48,9,44,39,50,59,69,83,91,94,103,126,150,168,182,199,222,236,257,285,302]
[4809048,48,9,48,37,46,56,66,76,85,94,97,118,130,162,175,190,217,224,247,273,290]
[4809052,48,9,52,36,46,54,63,72,80,95,101,108,132,152,167,188,212,220,242,251,277]
[4809056,48,9,56,35,44,53,62,69,80,89,98,103,123,137,165,180,207,211,236,240,271,314]
[4812036,48,12,36,52,71,84,100,123,135,148,167,190,230,256,289]
[4812040,48,12,40,48,65,76,93,113,125,137,149,177,206,233,260,288]
[4812044,48,12,44,44,57,73,82,102,115,126,139,159,193,211,239,271,297]
[4812048,48,12,48,41,53,67,76,88,104,117,130,153,175,197,221,246,276,301]
[4812052,48,12,52,39,52,61,76,84,97,107,131,144,168,190,212,237,261,280,306]
[4812056,48,12,56,38,49,61,70,81,91,108,122,135,165,183,195,217,242,266,287,312]
[5005040,50,5,40,23,30,38,44,47,56,60,68,79,93,113,124,136,138,155,165,177,182,216,257,279]
[5005044,50,5,44,22,29,34,40,46,51,56,61,76,89,94,113,126,137,139,157,172,180,203,236,255,292]
[5005048,50,5,48,22,28,31,38,42,48,55,61,69,78,94,96,115,127,139,141,160,172,192,207,240.84,262]
[5005052,50,5,52,22,25,31,35,40,45,49,55,62,74,82,96,116,117,129,141,142,161,186,203,227,243]
[5005056,50,5,56,22,25,30,32,40,43,50,51,63,71,83,92,99,117,119,131,142,146,169,199,219,231]
[5005060,50,5,60,20,24,30,33,36,42,46,51,58,65,76,86,96,101,120,121,133,142,166,174,198,226]
[5006040,50,6,40,28,34,42,48,56,64,71,80,100,112,124,147,155,167,178,191,204,231,258]
[5006044,50,6,44,24,31,38,47,50,57,65,73,85,102,124,127,149,159,168,181,191,213,246,270]
[5006048,50,6,48,23,30,37,40,49,57,65,67,82,95,115,127,129,151,162,173,184,195,229,250,292]
[5006052,50,6,52,23,30,36,40,46,52,59,67,75,84,105,117,129,131,153,162,176,188,218,242,269,300]
[5006056,50,6,56,23,26,33,39,42,51,54,60,72,84,98,107,120,132,144,163,164,176,209,225,257,280]
[5006060,50,6,60,23,27,33,38,43,49,53,61,70,80,87,102,110,123,134,154,165,171,182,207,246.74,264]
[5008040,50,8,40,31,39,51,59,67,78,86,96,110,135,166,177,193,217,244,259,281]
[5008044,50,8,44,29,37,47,53,61,70,80,96,103,118,139,170,182,198,221,230,254,276]
[5008048,50,8,48,27,35,42,51,58,69,76,81,99,114,130,142,175,186,201,224,242,255,297]
[5008052,50,8,52,25,33,40,49,55,63,70,78,99,107,121,141,164,178,197,207,218,236,281]
[5008056,50,8,56,29,36,42,47,56,64,68,78,94,108,118,137,148,169,192,204,212,230,271,315]
[5008060,50,8,60,27,35,40,47,55,61,69,74,83,103,110,123,139,149,182,200,208,215,258,291,312]
[5009040,50,9,40,34,44,55,66,74,86,96,104,134,155,179,203,219,242,256,286]
[5009044,50,9,44,32,40,53,61,69,80,88,98,113,138,169,195,207,223,244,267,293]
[5009048,50,9,48,32,42,52,58,69,77,90,99,111,133,163,184,201,216,241,250,274,300]
[5009052,50,9,52,31,40,47,58,66,74,79,92,106,126,143,178,192,207,222,244,254,278,312]
[5009056,50,9,56,30,38,46,55,60,68,77,89,102,116,135,166,181,197,211,237,251,272,309]
[5009060,50,9,60,32,38,49,53,61,70,75,83,97,111,125,141,179,192,209,227,239,266,303]
[5010040,50,10,40,38,49,60,74,87,96,104,116,139,177,194,220,244,269]
[5010044,50,10,44,36,47,60,68,84,96,102,112,137,170,188,211,235,264,289,294]
[5010048,50,10,48,34,46,54,65,76,89,99,103,130,159,182,205,217,239,268,284,298]
[5010052,50,10,52,34,45,52,62,70,79,91,100,114,134,164,185,207,222,239,270,282,305]
[5010056,50,10,56,32,41,48,60,70,76,87,93,107,134,146,174,198,211,232,250,279,283]
[{"$f":"B329*100000+C329*1000+D329","v":5010060},50,10,60,31,40,49,57,66,73,81,94,109,119,138,169,180,201,225,230,253,272]
[5012040,50,12,40,49,65,80,100,112,125,147,157,180,206,241,269]
[5012044,50,12,44,44,57,73,86,102,126,127,149,168,192,227,248,280,302]
[5012048,50,12,48,41,58,67,82,96,115,127,130,154,184,199,230,254,284,310]
[5012052,50,12,52,39,53,68,76,84,105,118,130,154,176,189,219,244,263,289,314]
[5012056,50,12,56,40,52,61,70,85,99,108,122,135,164,182,210,228,252,270,296]
[5012060,50,12,60,39,49,61,70,82,88,104,112,135,166,175,196,219,242,258,274,302]
[5505044,55,5,44]
[5505048,55,5,48]
[5505052,55,5,52]
[5505056,55,5,56]
[5505060,55,5,60]
[5505066,55,5,66]
[5506044,55,6,44]
[5506048,55,6,48]
[5506052,55,6,52]
[5506056,55,6,56]
[5506060,55,6,60]
[5506066,55,6,66]
[5507044,55,7,44]
[5507048,55,7,48]
[5507052,55,7,52]
[5507056,55,7,56]
[5507060,55,7,60]
[5507066,55,7,66]
[5509044,55,9,44]
[5509048,55,9,48]
[5509052,55,9,52]
[5509056,55,9,56]
[5509060,55,9,60]
[5509066,55,9,66]
[5511044,55,11,44]
[5511048,55,11,48]
[5511052,55,11,52]
[5511056,55,11,56]
[5511060,55,11,60]
[5511066,55,11,66]
[6005048,60,5,48]
[6005052,60,5,52]
[6005056,60,5,56]
[6005060,60,5,60]
[6005066,60,5,66]
[6005072,60,5,72]
[6006048,60,6,48]
[6006052,60,6,52]
[6006056,60,6,56]
[6006060,60,6,60]
[6006066,60,6,66]
[6006072,60,6,72]
[6008048,60,8,48]
[6008052,60,8,52]
[6008056,60,8,56]
[6008060,60,8,60]
[6008066,60,8,66]
[6008072,60,8,72]
[6010048,60,10,48]
[6010052,60,10,52]
[6010056,60,10,56]
[6010060,60,10,60]
[6010066,60,10,66]
[6010072,60,10,72]
[6012048,60,12,48]
[6012052,60,12,52]
[6012056,60,12,56]
[{"$f":"B393*100000+C393*1000+D393","v":6012060},60,12,60]
[6012066,60,12,66]
[6012072,60,12,72]
[6015048,60,15,48]
[6015052,60,15,52]
[6015056,60,15,56]
[6015060,60,15,60]
[6015066,60,15,66]
[6015072,60,15,72]
[6506052,65,6,52]
[6506056,65,6,56]
[6506060,65,6,60]
[6506066,65,6,66]
[6506072,65,6,72]
[6508052,65,8,52]
[6508056,65,8,56]
[6508060,65,8,60]
[6508066,65,8,66]
[6508072,65,8,72]
[6509052,65,9,52]
[6509056,65,9,56]
[6509060,65,9,60]
[6509066,65,9,66]
[6509072,65,9,72]
[6510052,65,10,52]
[6510056,65,10,56]
[6510060,65,10,60]
[6510066,65,10,66]
[6510072,65,10,72]
[6511052,65,11,52]
[6511056,65,11,56]
[6511060,65,11,60]
[6511066,65,11,66]
[6511072,65,11,72]
[6513052,65,13,52]
[6513056,65,13,56]
[6513060,65,13,60]
[6513066,65,13,66]
[6513072,65,13,72]
[7007056,70,7,56]
[7007060,70,7,60]
[7007066,70,7,66]
[7007072,70,7,72]
[7007078,70,7,78]
[7007084,70,7,84]
[7009056,70,9,56]
[7009060,70,9,60]
[7009066,70,9,66]
[7009072,70,9,72]
[7009078,70,9,78]
[7009084,70,9,84]
[7010056,70,10,56]
[7010060,70,10,60]
[7010066,70,10,66]
[7010072,70,10,72]
[7010078,70,10,78]
[7010084,70,10,84]
[7011056,70,11,56]
[7011060,70,11,60]
[7011066,70,11,66]
[7011072,70,11,72]
[7011078,70,11,78]
[7011084,70,11,84]
[7012056,70,12,56]
[{"$f":"B457*100000+C457*1000+D457","v":7012060},70,12,60]
[7012066,70,12,66]
[7012072,70,12,72]
[7012078,70,12,78]
[7012084,70,12,84]
[7014056,70,14,56]
[7014060,70,14,60]
[7014066,70,14,66]
[7014072,70,14,72]
[7014078,70,14,78]
[7014084,70,14,84]
[7508056,75,8,56]
[7508060,75,8,60]
[7508066,75,8,66]
[7508072,75,8,72]
[7508078,75,8,78]
[7510060,75,10,60]
[7510066,75,10,66]
[7510072,75,10,72]
[7510078,75,10,78]
[7510084,75,10,84]
[7512060,75,12,60]
[7512066,75,12,66]
[7512072,75,12,72]
[7512078,75,12,78]
[7512084,75,12,84]
[7514066,75,14,66]
[7514072,75,14,72]
[7514078,75,14,78]
[7514084,75,14,84]
[7514090,75,14,90]
[7515066,75,15,66]
[7515072,75,15,72]
[7515078,75,15,78]
[7515084,75,15,84]
[7515090,75,15,90]
[8008060,80,8,60]
[8008066,80,8,66]
[8008072,80,8,72]
[8008078,80,8,78]
[8008084,80,8,84]
[8008090,80,8,90]
[8010060,80,10,60]
[8010066,80,10,66]
[8010072,80,10,72]
[8010078,80,10,78]
[8010084,80,10,84]
[8010090,80,10,90]
[8012066,80,12,66]
[8012072,80,12,72]
[8012078,80,12,78]
[8012084,80,12,84]
[8012090,80,12,90]
[8012096,80,12,96]
[8014066,80,14,66]
[8014072,80,14,72]
[8014078,80,14,78]
[8014084,80,14,84]
[8014090,80,14,90]
[8014096,80,14,96]
[8016066,80,16,66]
[8016072,80,16,72]
[8016078,80,16,78]
[8016084,80,16,84]
[{"$f":"B521*100000+C521*1000+D521","v":8016090},80,16,90]
[8016096,80,16,96]
[9009072,90,9,72]
[9009084,90,9,84]
[9009090,90,9,90]
[9009096,90,9,96]
[9009102,90,9,102]
[9010072,90,10,72]
[9010084,90,10,84]
[9010090,90,10,90]
[9010096,90,10,96]
[9010102,90,10,102]
[9011072,90,11,72]
[9011084,90,11,84]
[9011090,90,11,90]
[9011096,90,11,96]
[9011102,90,11,102]
[9012078,90,12,78]
[9012084,90,12,84]
[9012090,90,12,90]
[9012096,90,12,96]
[9012108,90,12,108]
[9015078,90,15,78]
[9015084,90,15,84]
[9015090,90,15,90]
[9015096,90,15,96]
[9015108,90,15,108]
[9018078,90,18,78]
[9018084,90,18,84]
[9018090,90,18,90]
[9018096,90,18,96]
[9018108,90,18,108]
[10010078,100,10,78]
[10010084,100,10,84]
[10010096,100,10,96]
[10010102,100,10,102]
[10010108,100,10,108]
[10012078,100,12,78]
[10012084,100,12,84]
[10012096,100,12,96]
[10012102,100,12,102]
[10012108,100,12,108]
[10015078,100,15,78]
[10015084,100,15,84]
[10015096,100,15,96]
[10015102,100,15,102]
[10015108,100,15,108]
[10016084,100,16,84]
[10016096,100,16,96]
[10016102,100,16,102]
[10016108,100,16,108]
[10016120,100,16,120]
[10017084,100,17,84]
[10017096,100,17,96]
[10017102,100,17,102]
[10017108,100,17,108]
[10017120,100,17,120]
[10018084,100,18,84]
[10018096,100,18,96]
[10018102,100,18,102]
[10018108,100,18,108]
[10018120,100,18,120]
[10020084,100,20,84]
[10020096,100,20,96]
[{"$f":"B585*100000+C585*1000+D585","v":10020102},100,20,102]
[10020108,100,20,108]
[10020120,100,20,120]
[11010084,110,10,84]
[11010096,110,10,96]
[11010108,110,10,108]
[11010114,110,10,114]
[11010120,110,10,120]
[11012084,110,12,84]
[11012096,110,12,96]
[11012108,110,12,108]
[11012114,110,12,114]
[11012120,110,12,120]
[11014084,110,14,84]
[11014096,110,14,96]
[11014108,110,14,108]
[11014114,110,14,114]
[11014120,110,14,120]
[11016096,110,16,96]
[11016102,110,16,102]
[11016108,110,16,108]
[11016114,110,16,114]
[11016120,110,16,120]
[11018096,110,18,96]
[11018102,110,18,102]
[11018108,110,18,108]
[11018114,110,18,114]
[11018120,110,18,120]
[11020096,110,20,96]
[11020102,110,20,102]
[11020108,110,20,108]
[11020114,110,20,114]
[11020120,110,20,120]
[12010096,120,10,96]
[12010102,120,10,102]
[12010108,120,10,108]
[12010114,120,10,114]
[12010120,120,10,120]
[12012096,120,12,96]
[12012102,120,12,102]
[12012108,120,12,108]
[12012114,120,12,114]
[12012120,120,12,120]
[12015096,120,15,96]
[12015102,120,15,102]
[12015108,120,15,108]
[12015114,120,15,114]
[12015120,120,15,120]
[12016096,120,16,96]
[12016102,120,16,102]
[12016108,120,16,108]
[12016114,120,16,114]
[12016120,120,16,120]
[12018096,120,18,96]
[12018102,120,18,102]
[12018108,120,18,108]
[12018114,120,18,114]
[12018120,120,18,120]
[12020096,120,20,96]
[12020102,120,20,102]
[12020108,120,20,108]
[12020114,120,20,114]
[12020120,120,20,120]
[12024096,120,24,96]
[{"$f":"B649*100000+C649*1000+D649","v":12024102},120,24,102]
[12024108,120,24,108]
[12024114,120,24,114]
[12024120,120,24,120]

{"sheet":"55-120 Girders","index":13,"n_rows":652,"n_cols":68,"rows_kept":652,"cut":false,"hidden":true,"merged":[[2,4,2,23],[3,4,3,23],[5,4,5,23],[10,26,10,32]]}
[null,null,null,null,null,null,null,null,null,null,null,null,null,null,null,null,null,null,null,null,null,null,null,null,null,null,null,null,null,null,null,null,null,null,null,{"$f":"'Roof Bay Analysis'!D8","v":"ASD"}]
[null,null,null,null,null,null,null,null,null,null,null,null,null,null,null,null,null,null,null,null,null,null,null,null,null,null,null,null,null,null,null,null,null,null,"Required Load",{"$f":"'Roof Bay Analysis'!D89","v":4.3},"kips",null,null,null,"Lr","Snow","Allow."]
[null,null,null,null," JOIST GIRDER WEIGHT -- POUNDS PER LINEAR FOOT",null,null,null,null,null,null,null,null,null,null,null,null,null,null,null,null,null,null,null,null,null,null,null,null,null,null,null,null,null,"Actual Span",{"$f":"'Roof Bay Analysis'!E12","v":50},"ft.",null,"JG Depths",null,"Load","Load","Defl.",null,null,null,"Available Load",{"$f":"IF(MAX($AQ$12:$BJ$32)=0,\"NG\",VLOOKUP(AJ2,BO12:BP31,2))","v":"NG"},"kips"]
[null,null,null,null,"       LRFD LOAD ON EACH PANEL POINT -- KIPS",null,null,null,null,null,null,null,null,null,null,null,null,null,null,null,null,null,null,null,null,null,null,null,null,null,null,null,null,null,"Span to be used",{"$f":"INDEX(Z12:Z34,MATCH(AJ3,Z12:Z34,-1))","v":50},"ft.","Min.",{"$f":"MAX('Roof Bay Analysis'!D54:D55)","v":28},"in.","lb / ft","lb / ft","in.",null,null,null,"JG Weight",{"$f":"IF(AJ2>BJ11,\"NG\",IF(AJ6=\"NG\",\"NG\",IF(MAX($AQ$12:$BJ$32)=0,\"NG\",SMALL($AQ$12:$BJ$32,COUNTIF($AQ$12:$BJ$32,0)+1))))","v":"NG"},"plf"]
[null,"GIRDER","JOIST","GIRDER",{"$f":"1.5*E7","v":9},12,15,18,21,24,27,30,33,36,39,42,45,52.5,60,67.5,75,82.5,90,97.5,null,null,null,null,null,null,null,null,null,null,"Actual # of Spaces",{"$f":"'Roof Bay Analysis'!D40","v":8},null,"Max.",{"$f":"MIN('Roof Bay Analysis'!D56:D57)","v":60},"in.",{"$f":"'Roof Bay Analysis'!AA88","v":360},{"$f":"'Roof Bay Analysis'!AB88","v":150},{"$f":"'Roof Bay Analysis'!G89","v":2.5},null,null,null,"JG Depth",{"$f":"IF(AV4=\"NG\",\"NG\",INDEX($AP$12:$AP$32,MATCH($AV$4,$BL$12:$BL$32,0)))","v":"NG"},"in."]
[null,"SPAN","SPACES","DEPTH","       ASD LOAD ON EACH PANEL POINT -- KIPS",null,null,null,null,null,null,null,null,null,null,null,null,null,null,null,null,null,null,null,null,null,null,null,null,null,null,null,null,null,"# of Spaces to be used",{"$f":"IF(MAX(AA38:AG38)=0,\"NG\",MAX(AA38:AG38))","v":8}]
["ID","(ft.)",null,"(in.)",6,8,10,12,14,16,18,20,22,24,26,28,30,35,40,45,50,55,60,65]
[{"$f":"B8*100000+C8*1000+D8","v":2002020},20,2,20,null,null,null,null,null,null,null,null,null,null,null,null,null,null,null,null,null,null,null,null,null,"EVERY",null,null,null,null,null,null,null,null,null,"EVERY","ALLOW.","AVAIL.","MOMENT","Lr","SNOW","ACCEP."]
[{"$f":"B9*100000+C9*1000+D9","v":2002024},20,2,24,null,null,null,null,null,null,null,null,null,null,null,null,null,null,null,null,null,null,null,null,null,"GIRDER",null,null,null,null,null,null,null,null,null,"GIRDER","GIRDER","GIRDER","OF","LOAD","LOAD","GIRDER",null,null,null,null,null,null,null,null,null,null,null,null,null,null,null,null,null,null,null,null,null,null,null,null,"Required","Available"]
[2002028,20,2,28,null,null,null,null,null,null,null,null,null,null,null,null,null,null,null,null,null,null,null,null,null,"SPAN",null,null,null,null,null,null,null,null,null,"DEPTH","DEPTH","DEPTH","INERTIA","DEFL.","DEFL.","DEPTH",null,null,null,null,null,null,null,null,null,null,null,null,null,null,null,null,null,null,null,null,null,null,null,null,"Load","Load"]
[2003020,20,3,20,null,null,null,null,null,null,null,null,null,null,null,null,null,null,null,null,null,null,null,null,null,"(ft.)","# OF SPACES",null,null,null,null,null,null,null,"ID","(in.)","(in.)","(in.)","(in.^4)","(in.)","(in.)","(in.)",{"$f":"IF($AJ$1=\"ASD\",E7,E5)","v":6},8,10,12,14,16,18,20,22,24,26,28,30,35,40,45,50,55,60,65,null,null,null,null,"(kips)","(kips)"]
[2003024,20,3,24,null,null,null,null,null,null,null,null,null,null,null,null,null,null,null,null,null,null,null,null,null,120,10,12,15,16,18,20,24,null,{"$f":"$AJ$4*100000+$AJ$6*1000+AJ12","v":5008020},20,{"$f":"IF(AJ12<$AM$4,\"-\",IF(AJ12>$AM$5,\"-\",AJ12))","v":"-"},{"$f":"IF(VLOOKUP(AI12,$A$8:$A$652,1)=AI12,AK12,\"-\")","v":"-"},{"$f":"IF(AL12=\"-\",\"-\",IF($AJ$1=\"ASD\",0.027,0.018)*$AJ$5*$AJ$2*$AJ$3*AL12)","v":"-"},{"$f":"IF($AM12=\"-\",\"-\",5*AO$5/12*($AJ$3*12)^4/384/29000000/$AM12)","v":"-"},"-",{"$f":"IF(AL12=\"-\",\"-\",IF(AN12>$AQ$5,\"-\",IF(AO12>$AQ$5,\"-\",AL12)))","v":"-"},{"$f":"IF($AP12=\"-\",\"-\",IF($AJ$2>AQ$11,\"-\",INDEX(E$8:E$652,MATCH($AI12,$A$8:$A$652,0))))","v":"-"},{"$f":"IF($AP12=\"-\",\"-\",IF($AJ$2>AR$11,\"-\",IF($AJ$2>AQ$11,INDEX(F$8:F$652,MATCH($AI12,$A$8:$A$652,0)),\"-\")))","v":"-"},{"$f":"IF($AP12=\"-\",\"-\",IF($AJ$2>AS$11,\"-\",IF($AJ$2>AR$11,INDEX(G$8:G$652,MATCH($AI12,$A$8:$A$652,0)),\"-\")))","v":"-"},"-","-","-","-","-","-","-","-","-","-","-","-","-","-","-","-","-",null,{"$f":"MIN(AQ12:BJ12)","v":0},null,null,{"$f":"IF(BP12<AJ$2,\"-\",AJ$2)","v":4.3},{"$f":"AQ11","v":6}]
[2003028,20,3,28,null,null,null,null,null,null,null,null,null,null,null,null,null,null,null,null,null,null,null,null,null,110,10,12,14,16,18,20,null,null,5008024,24,"-",{"$f":"IF(VLOOKUP(AI13,$A$8:$A$652,1)=AI13,AK13,\"-\")","v":"-"},"-","-","-",{"$f":"IF(AL13=\"-\",\"-\",IF(AN13>$AQ$5,\"-\",IF(AO13>$AQ$5,\"-\",AL13)))","v":"-"},"-",{"$f":"IF($AP13=\"-\",\"-\",IF($AJ$2>AR$11,\"-\",IF($AJ$2>AQ$11,INDEX(F$8:F$652,MATCH($AI13,$A$8:$A$652,0)),\"-\")))","v":"-"},{"$f":"IF($AP13=\"-\",\"-\",IF($AJ$2>AS$11,\"-\",IF($AJ$2>AR$11,INDEX(G$8:G$652,MATCH($AI13,$A$8:$A$652,0)),\"-\")))","v":"-"},{"$f":"IF($AP13=\"-\",\"-\",IF($AJ$2>AT$11,\"-\",IF($AJ$2>AS$11,INDEX(H$8:H$652,MATCH($AI13,$A$8:$A$652,0)),\"-\")))","v":"-"},{"$f":"IF($AP13=\"-\",\"-\",IF($AJ$2>AU$11,\"-\",IF($AJ$2>AT$11,INDEX(I$8:I$652,MATCH($AI13,$A$8:$A$652,0)),\"-\")))","v":"-"},{"$f":"IF($AP13=\"-\",\"-\",IF($AJ$2>AV$11,\"-\",IF($AJ$2>AU$11,INDEX(J$8:J$652,MATCH($AI13,$A$8:$A$652,0)),\"-\")))","v":"-"},{"$f":"IF($AP13=\"-\",\"-\",IF($AJ$2>AW$11,\"-\",IF($AJ$2>AV$11,INDEX(K$8:K$652,MATCH($AI13,$A$8:$A$652,0)),\"-\")))","v":"-"},{"$f":"IF($AP13=\"-\",\"-\",IF($AJ$2>AX$11,\"-\",IF($AJ$2>AW$11,INDEX(L$8:L$652,MATCH($AI13,$A$8:$A$652,0)),\"-\")))","v":"-"},{"$f":"IF($AP13=\"-\",\"-\",IF($AJ$2>AY$11,\"-\",IF($AJ$2>AX$11,INDEX(M$8:M$652,MATCH($AI13,$A$8:$A$652,0)),\"-\")))","v":"-"},{"$f":"IF($AP13=\"-\",\"-\",IF($AJ$2>AZ$11,\"-\",IF($AJ$2>AY$11,INDEX(N$8:N$652,MATCH($AI13,$A$8:$A$652,0)),\"-\")))","v":"-"},{"$f":"IF($AP13=\"-\",\"-\",IF($AJ$2>BA$11,\"-\",IF($AJ$2>AZ$11,INDEX(O$8:O$652,MATCH($AI13,$A$8:$A$652,0)),\"-\")))","v":"-"},{"$f":"IF($AP13=\"-\",\"-\",IF($AJ$2>BB$11,\"-\",IF($AJ$2>BA$11,INDEX(P$8:P$652,MATCH($AI13,$A$8:$A$652,0)),\"-\")))","v":"-"},{"$f":"IF($AP13=\"-\",\"-\",IF($AJ$2>BC$11,\"-\",IF($AJ$2>BB$11,INDEX(Q$8:Q$652,MATCH($AI13,$A$8:$A$652,0)),\"-\")))","v":"-"},{"$f":"IF($AP13=\"-\",\"-\",IF($AJ$2>BD$11,\"-\",IF($AJ$2>BC$11,INDEX(R$8:R$652,MATCH($AI13,$A$8:$A$652,0)),\"-\")))","v":"-"},{"$f":"IF($AP13=\"-\",\"-\",IF($AJ$2>BE$11,\"-\",IF($AJ$2>BD$11,INDEX(S$8:S$652,MATCH($AI13,$A$8:$A$652,0)),\"-\")))","v":"-"},{"$f":"IF($AP13=\"-\",\"-\",IF($AJ$2>BF$11,\"-\",IF($AJ$2>BE$11,INDEX(T$8:T$652,MATCH($AI13,$A$8:$A$652,0)),\"-\")))","v":"-"},{"$f":"IF($AP13=\"-\",\"-\",IF($AJ$2>BG$11,\"-\",IF($AJ$2>BF$11,INDEX(U$8:U$652,MATCH($AI13,$A$8:$A$652,0)),\"-\")))","v":"-"},{"$f":"IF($AP13=\"-\",\"-\",IF($AJ$2>BH$11,\"-\",IF($AJ$2>BG$11,INDEX(V$8:V$652,MATCH($AI13,$A$8:$A$652,0)),\"-\")))","v":"-"},{"$f":"IF($AP13=\"-\",\"-\",IF($AJ$2>BI$11,\"-\",IF($AJ$2>BH$11,INDEX(W$8:W$652,MATCH($AI13,$A$8:$A$652,0)),\"-\")))","v":"-"},{"$f":"IF($AP13=\"-\",\"-\",IF($AJ$2>BJ$11,\"-\",IF($AJ$2>BI$11,INDEX(X$8:X$652,MATCH($AI13,$A$8:$A$652,0)),\"-\")))","v":"-"},null,0,null,null,{"$f":"IF(BP13<AJ$2,\"-\",IF(AJ$2>BP12,AJ$2,\"-\"))","v":"-"},{"$f":"AR11","v":8}]
[2004020,20,4,20,null,null,null,null,null,null,null,null,null,null,null,null,null,null,null,null,null,null,null,null,null,100,10,12,15,16,17,18,20,null,5008028,28,28,"-","-","-","-",{"$f":"IF(AL14=\"-\",\"-\",IF(AN14>$AQ$5,\"-\",IF(AO14>$AQ$5,\"-\",AL14)))","v":"-"},"-","-","-","-","-","-","-","-","-","-","-","-","-","-","-","-","-","-","-","-",null,0,null,null,"-",{"$f":"AS11","v":10}]
[2004024,20,4,24,null,null,null,null,null,null,null,null,null,null,null,null,null,null,null,null,null,null,null,null,null,90,9,10,11,12,15,18,null,null,5008032,32,32,"-","-","-","-","-","-","-","-","-","-","-","-","-","-","-","-","-","-","-","-","-","-","-","-","-",null,0,null,null,"-",{"$f":"AT11","v":12}]
[2004028,20,4,28,null,null,null,null,null,null,null,null,null,null,null,null,null,null,null,null,null,null,null,null,null,80,8,10,12,14,16,null,null,null,5008036,36,36,"-",{"$f":"IF(AL16=\"-\",\"-\",IF($AJ$1=\"ASD\",0.027,0.018)*$AJ$5*$AJ$2*$AJ$3*AL16)","v":"-"},{"$f":"IF($AM16=\"-\",\"-\",5*AO$5/12*($AJ$3*12)^4/384/29000000/$AM16)","v":"-"},{"$f":"IF($AM16=\"-\",\"-\",5*AP$5/12*($AJ$3*12)^4/384/29000000/$AM16)","v":"-"},"-","-","-","-","-","-","-","-","-","-","-","-","-","-","-","-","-","-","-","-","-",null,0,null,null,"-",{"$f":"AU11","v":14}]
[2005020,20,5,20,null,null,null,null,null,null,null,null,null,null,null,null,null,null,null,null,null,null,null,null,null,75,8,10,12,14,15,null,null,null,5008040,40,40,40,{"$f":"IF(AL17=\"-\",\"-\",IF($AJ$1=\"ASD\",0.027,0.018)*$AJ$5*$AJ$2*$AJ$3*AL17)","v":1857.6},{"$f":"IF($AM17=\"-\",\"-\",5*AO$5/12*($AJ$3*12)^4/384/29000000/$AM17)","v":0.93975541299117882},0.39156475541299124,40,0,"-","-","-","-","-","-","-","-","-","-","-","-","-","-","-","-","-","-","-",null,0,null,null,"-",{"$f":"AV11","v":16}]
[2005024,20,5,24,null,null,null,null,null,null,null,null,null,null,null,null,null,null,null,null,null,null,null,null,null,70,7,9,10,11,12,14,null,null,5008044,44,44,44,2043.36,0.85432310271925349,0.35596795946635562,44,0,"-","-","-","-","-","-","-","-","-","-","-","-","-","-","-","-","-","-","-",null,0,null,null,"-",{"$f":"AW11","v":18}]
[2005028,20,5,28,null,null,null,null,null,null,null,null,null,null,null,null,null,null,null,null,null,null,null,null,null,65,6,8,9,10,11,13,null,null,5008048,48,48,48,2229.12,0.78312951082598237,0.32630396284415936,48,0,"-","-","-","-","-","-","-","-","-",{"$f":"IF($AP19=\"-\",\"-\",IF($AJ$2>BA$11,\"-\",IF($AJ$2>AZ$11,INDEX(O$8:O$652,MATCH($AI19,$A$8:$A$652,0)),\"-\")))","v":"-"},"-","-","-","-","-","-","-","-","-",null,0,null,null,"-",{"$f":"AX11","v":20}]
[2006020,20,6,20,null,null,null,null,null,null,null,null,null,null,null,null,null,null,null,null,null,null,null,null,null,60,5,6,8,10,12,15,null,null,5008052,52,52,52,2414.88,0.72288877922398365,0.30120365800999321,52,0,"-","-","-","-",{"$f":"IF($AP20=\"-\",\"-\",IF($AJ$2>AV$11,\"-\",IF($AJ$2>AU$11,INDEX(J$8:J$652,MATCH($AI20,$A$8:$A$652,0)),\"-\")))","v":"-"},"-","-","-","-","-","-","-","-","-","-","-","-","-","-",null,0,null,null,"-",{"$f":"AY11","v":22}]
[2006024,20,6,24,null,null,null,null,null,null,null,null,null,null,null,null,null,null,null,null,null,null,null,null,null,55,5,6,7,9,11,null,null,null,5008056,56,56,56,2600.64,0.67125386642227058,0.27968911100927946,56,0,"-","-","-","-","-","-","-","-","-","-","-","-","-","-","-","-","-","-","-",null,0,null,null,"-",{"$f":"AZ11","v":24}]
[2006028,20,6,28,null,null,null,null,null,null,null,null,null,null,null,null,null,null,null,null,null,null,null,null,null,50,5,6,8,9,10,12,null,null,5008060,60,60,60,2786.3999999999996,0.62650360866078592,0.26104317027532747,60,0,"-","-","-","-","-","-","-","-","-","-","-","-","-","-","-","-","-","-","-",null,0,null,null,"-",{"$f":"BA11","v":26}]
[2008020,20,8,20,null,null,null,null,null,null,null,null,null,null,null,null,null,null,null,null,null,null,null,null,null,48,5,6,8,9,12,null,null,null,5008066,66,"-","-","-","-","-","-","-","-","-","-","-","-","-","-","-","-","-","-","-","-","-","-","-",{"$f":"IF($AP23=\"-\",\"-\",IF($AJ$2>BH$11,\"-\",IF($AJ$2>BG$11,INDEX(V$8:V$652,MATCH($AI23,$A$8:$A$652,0)),\"-\")))","v":"-"},"-","-",null,0,null,null,"-",{"$f":"BB11","v":28}]
[2008024,20,8,24,null,null,null,null,null,null,null,null,null,null,null,null,null,null,null,null,null,null,null,null,null,45,4,5,6,7,8,9,10,null,5008072,72,"-","-","-","-","-","-","-","-","-","-","-","-","-","-","-","-","-","-","-","-","-","-","-","-","-","-",null,0,null,null,"-",{"$f":"BC11","v":30}]
[2008028,20,8,28,null,null,null,null,null,null,null,null,null,null,null,null,null,null,null,null,null,null,null,null,null,42,4,5,6,7,8,10,null,null,5008078,78,"-","-","-","-","-","-","-","-","-","-","-","-","-","-","-","-","-","-","-","-","-","-","-","-","-","-",null,0,null,null,"-",{"$f":"BD11","v":35}]
[2202020,22,2,20,null,null,null,null,null,null,null,null,null,null,null,null,null,null,null,null,null,null,null,null,null,40,4,5,6,7,8,10,null,null,5008084,84,"-","-","-","-","-","-","-","-","-","-","-","-","-","-","-","-","-","-","-","-","-","-","-","-","-","-",null,0,null,null,"-",{"$f":"BE11","v":40}]
[2202024,22,2,24,null,null,null,null,null,null,null,null,null,null,null,null,null,null,null,null,null,null,null,null,null,38,4,5,6,8,null,null,null,null,5008090,90,"-","-","-","-","-","-","-","-","-","-","-","-","-","-","-","-","-","-","-","-","-","-","-","-","-","-",null,0,null,null,"-",{"$f":"BF11","v":45}]
[2202028,22,2,28,null,null,null,null,null,null,null,null,null,null,null,null,null,null,null,null,null,null,null,null,null,35,4,5,6,7,8,null,null,null,5008096,96,"-","-","-","-","-","-","-","-","-","-","-","-","-","-","-","-","-","-","-","-","-","-","-","-","-","-",null,0,null,null,"-",{"$f":"BG11","v":50}]
[2203020,22,3,20,null,null,null,null,null,null,null,null,null,null,null,null,null,null,null,null,null,null,null,null,null,32,3,4,5,6,8,null,null,null,5008102,102,"-","-","-","-","-","-","-","-","-","-","-","-","-","-","-","-","-","-","-","-","-","-","-","-","-","-",null,0,null,null,"-",{"$f":"BH11","v":55}]
[2203024,22,3,24,null,null,null,null,null,null,null,null,null,null,null,null,null,null,null,null,null,null,null,null,null,30,3,4,5,6,8,10,null,null,5008108,108,"-","-","-","-","-","-","-","-","-","-","-","-","-","-","-","-","-","-","-","-","-","-","-","-","-","-",null,0,null,null,{"$f":"IF(BP30<AJ$2,\"-\",IF(AJ$2>BP29,AJ$2,\"-\"))","v":"-"},{"$f":"BI11","v":60}]
[2203028,22,3,28,null,null,null,null,null,null,null,null,null,null,null,null,null,null,null,null,null,null,null,null,null,28,3,4,5,6,7,8,10,null,5008114,114,"-","-","-","-","-","-","-","-","-","-","-","-","-","-","-","-","-","-","-","-","-","-","-","-","-","-",null,0,null,null,{"$f":"IF(BP31<AJ$2,\"-\",IF(AJ$2>BP30,AJ$2,\"-\"))","v":"-"},{"$f":"BJ11","v":65}]
[2204020,22,4,20,null,null,null,null,null,null,null,null,null,null,null,null,null,null,null,null,null,null,null,null,null,25,3,4,5,6,8,10,null,null,5008120,120,"-","-","-","-","-","-","-","-","-","-","-","-","-","-","-","-","-","-","-","-","-","-","-","-","-","-",null,0]
[2204024,22,4,24,null,null,null,null,null,null,null,null,null,null,null,null,null,null,null,null,null,null,null,null,null,22,2,3,4,5,6,8]
[2204028,22,4,28,null,null,null,null,null,null,null,null,null,null,null,null,null,null,null,null,null,null,null,null,null,20,2,3,4,5,6,8]
[2205020,22,5,20]
[2205024,22,5,24]
[2205028,22,5,28,null,null,null,null,null,null,null,null,null,null,null,null,null,null,null,null,null,null,null,null,null,{"$f":"AJ4","v":50},{"$f":"INDEX(AA$12:AA$34,MATCH($Z$37,$Z$12:$Z$34,0))","v":5},{"$f":"INDEX(AB$12:AB$34,MATCH($Z$37,$Z$12:$Z$34,0))","v":6},8,9,10,12,0]
[2206020,22,6,20,null,null,null,null,null,null,null,null,null,null,null,null,null,null,null,null,null,null,null,null,null,null,{"$f":"IF($AJ$5>AA37,\"-\",AA37)","v":"-"},{"$f":"IF($AJ$5>AB37,\"-\",IF($AJ$5>AA37,AB37,\"-\"))","v":"-"},8,"-","-","-","-"]
[2206024,22,6,24]
[2206028,22,6,28]
[2208020,22,8,20]
[2208024,22,8,24]
[2208028,22,8,28]
[2503020,25,3,20]
[2503024,25,3,24]
[2503028,25,3,28]
[2503032,25,3,32]
[2503036,25,3,36]
[2504020,25,4,20]
[2504024,25,4,24]
[2504028,25,4,28]
[2504032,25,4,32]
[2504036,25,4,36]
[2505020,25,5,20]
[2505024,25,5,24]
[2505028,25,5,28]
[2505032,25,5,32]
[2505036,25,5,36]
[2506020,25,6,20]
[2506024,25,6,24]
[2506028,25,6,28]
[2506032,25,6,32]
[2506036,25,6,36]
[2508020,25,8,20]
[2508024,25,8,24]
[2508028,25,8,28]
[2508032,25,8,32]
[2508036,25,8,36]
[2510020,25,10,20]
[2510024,25,10,24]
[2510028,25,10,28]
[2510032,25,10,32]
[{"$f":"B73*100000+C73*1000+D73","v":2510036},25,10,36]
[2803024,28,3,24]
[2803028,28,3,28]
[2803032,28,3,32]
[2804024,28,4,24]
[2804028,28,4,28]
[2804032,28,4,32]
[2805024,28,5,24]
[2805028,28,5,28]
[2805032,28,5,32]
[2806024,28,6,24]
[2806028,28,6,28]
[2806032,28,6,32]
[2807024,28,7,24]
[2807028,28,7,28]
[2807032,28,7,32]
[2808024,28,8,24]
[2808028,28,8,28]
[2808032,28,8,32]
[2810024,28,10,24]
[2810028,28,10,28]
[2810032,28,10,32]
[3003024,30,3,24]
[3003028,30,3,28]
[3003032,30,3,32]
[3003036,30,3,36]
[3004024,30,4,24]
[3004028,30,4,28]
[3004032,30,4,32]
[3004036,30,4,36]
[3005024,30,5,24]
[3005028,30,5,28]
[3005032,30,5,32]
[3005036,30,5,36]
[3006024,30,6,24]
[3006028,30,6,28]
[3006032,30,6,32]
[3006036,30,6,36]
[3008024,30,8,24]
[3008028,30,8,28]
[3008032,30,8,32]
[3008036,30,8,36]
[3010024,30,10,24]
[3010028,30,10,28]
[3010032,30,10,32]
[3010036,30,10,36]
[3203024,32,3,24]
[3203028,32,3,28]
[3203032,32,3,32]
[3203036,32,3,36]
[3204024,32,4,24]
[3204028,32,4,28]
[3204032,32,4,32]
[3204036,32,4,36]
[3205024,32,5,24]
[3205028,32,5,28]
[3205032,32,5,32]
[3205036,32,5,36]
[3206024,32,6,24]
[3206028,32,6,28]
[3206032,32,6,32]
[3206036,32,6,36]
[3208024,32,8,24]
[3208028,32,8,28]
[{"$f":"B137*100000+C137*1000+D137","v":3208032},32,8,32]
[3208036,32,8,36]
[3504028,35,4,28]
[3504032,35,4,32]
[3504036,35,4,36]
[3504040,35,4,40]
[3505028,35,5,28]
[3505032,35,5,32]
[3505036,35,5,36]
[3505040,35,5,40]
[3506028,35,6,28]
[3506032,35,6,32]
[3506036,35,6,36]
[3506040,35,6,40]
[3507028,35,7,28]
[3507032,35,7,32]
[3507036,35,7,36]
[3507040,35,7,40]
[3508028,35,8,28]
[3508032,35,8,32]
[3508036,35,8,36]
[3508040,35,8,40]
[3804032,38,4,32]
[3804036,38,4,36]
[3804040,38,4,40]
[3804044,38,4,44]
[3805032,38,5,32]
[3805036,38,5,36]
[3805040,38,5,40]
[3805044,38,5,44]
[3806032,38,6,32]
[3806036,38,6,36]
[3806040,38,6,40]
[3806044,38,6,44]
[3808032,38,8,32]
[3808036,38,8,36]
[3808040,38,8,40]
[3808044,38,8,44]
[4004032,40,4,32]
[4004036,40,4,36]
[4004040,40,4,40]
[4004044,40,4,44]
[4004048,40,4,48]
[4005032,40,5,32]
[4005036,40,5,36]
[4005040,40,5,40]
[4005044,40,5,44]
[4005048,40,5,48]
[4006032,40,6,32]
[4006036,40,6,36]
[4006040,40,6,40]
[4006044,40,6,44]
[4006048,40,6,48]
[4007032,40,7,32]
[4007036,40,7,36]
[4007040,40,7,40]
[4007044,40,7,44]
[4007048,40,7,48]
[4008032,40,8,32]
[4008036,40,8,36]
[4008040,40,8,40]
[4008044,40,8,44]
[4008048,40,8,48]
[4010032,40,10,32]
[{"$f":"B201*100000+C201*1000+D201","v":4010036},40,10,36]
[4010040,40,10,40]
[4010044,40,10,44]
[4010048,40,10,48]
[4204032,42,4,32]
[4204036,42,4,36]
[4204040,42,4,40]
[4204044,42,4,44]
[4204048,42,4,48]
[4205032,42,5,32]
[4205036,42,5,36]
[4205040,42,5,40]
[4205044,42,5,44]
[4205048,42,5,48]
[4206032,42,6,32]
[4206036,42,6,36]
[4206040,42,6,40]
[4206044,42,6,44]
[4206048,42,6,48]
[4207032,42,7,32]
[4207036,42,7,36]
[4207040,42,7,40]
[4207044,42,7,44]
[4207048,42,7,48]
[4208032,42,8,32]
[4208036,42,8,36]
[4208040,42,8,40]
[4208044,42,8,44]
[4208048,42,8,48]
[4210032,42,10,32]
[4210036,42,10,36]
[4210040,42,10,40]
[4210044,42,10,44]
[4210048,42,10,48]
[4504036,45,4,36]
[4504040,45,4,40]
[4504044,45,4,44]
[4504048,45,4,48]
[4504052,45,4,52]
[4505036,45,5,36]
[4505040,45,5,40]
[4505044,45,5,44]
[4505048,45,5,48]
[4505052,45,5,52]
[4506036,45,6,36]
[4506040,45,6,40]
[4506044,45,6,44]
[4506048,45,6,48]
[4506052,45,6,52]
[4507036,45,7,36]
[4507040,45,7,40]
[4507044,45,7,44]
[4507048,45,7,48]
[4507052,45,7,52]
[4508036,45,8,36]
[4508040,45,8,40]
[4508044,45,8,44]
[4508048,45,8,48]
[4508052,45,8,52]
[4509036,45,9,36]
[4509040,45,9,40]
[4509044,45,9,44]
[4509048,45,9,48]
[4509052,45,9,52]
[{"$f":"B265*100000+C265*1000+D265","v":4510036},45,10,36]
[4510040,45,10,40]
[4510044,45,10,44]
[4510048,45,10,48]
[4510052,45,10,52]
[4805036,48,5,36]
[4805040,48,5,40]
[4805044,48,5,44]
[4805048,48,5,48]
[4805052,48,5,52]
[4805056,48,5,56]
[4806036,48,6,36]
[4806040,48,6,40]
[4806044,48,6,44]
[4806048,48,6,48]
[4806052,48,6,52]
[4806056,48,6,56]
[4808036,48,8,36]
[4808040,48,8,40]
[4808044,48,8,44]
[4808048,48,8,48]
[4808052,48,8,52]
[4808056,48,8,56]
[4809036,48,9,36]
[4809040,48,9,40]
[4809044,48,9,44]
[4809048,48,9,48]
[4809052,48,9,52]
[4809056,48,9,56]
[4812036,48,12,36]
[4812040,48,12,40]
[4812044,48,12,44]
[4812048,48,12,48]
[4812052,48,12,52]
[4812056,48,12,56]
[5005040,50,5,40]
[5005044,50,5,44]
[5005048,50,5,48]
[5005052,50,5,52]
[5005056,50,5,56]
[5005060,50,5,60]
[5006040,50,6,40]
[5006044,50,6,44]
[5006048,50,6,48]
[5006052,50,6,52]
[5006056,50,6,56]
[5006060,50,6,60]
[5008040,50,8,40]
[5008044,50,8,44]
[5008048,50,8,48]
[5008052,50,8,52]
[5008056,50,8,56]
[5008060,50,8,60]
[5009040,50,9,40]
[5009044,50,9,44]
[5009048,50,9,48]
[5009052,50,9,52]
[5009056,50,9,56]
[5009060,50,9,60]
[5010040,50,10,40]
[5010044,50,10,44]
[5010048,50,10,48]
[5010052,50,10,52]
[5010056,50,10,56]
[{"$f":"B329*100000+C329*1000+D329","v":5010060},50,10,60]
[5012040,50,12,40]
[5012044,50,12,44]
[5012048,50,12,48]
[5012052,50,12,52]
[5012056,50,12,56]
[5012060,50,12,60]
[5505044,55,5,44,24,29,35,41,47,53,59,63,71,82,83,86,97,110,127,141,157,174.14545454545456,193,207.03636363636363]
[5505048,55,5,48,23,28,32,38,43,49,56,60,64,71,73,83,93,104,121,133,148,167,179,193]
[5505052,55,5,52,23,27,32,36,42,44,52,57,65,66,74,74,90,99,114,124,139,155.63636363636363,170,181]
[5505056,55,5,56,24,26,31,36,39,44,51,53,58,66,66,74,79,92,110,121,135,148,162,173]
[5505060,55,5,60,24,27,31,35,38,45,47,52,60,61,67,68,80,88,101,115,124,138,147,163]
[5505066,55,5,66,24,26,28,34,37,42,47,48,55,56,62,69,73,83,99,109,118,128,143,155]
[5506044,55,6,44,26,33,38,45,52,59,66,75,86,86,98,101,117,136,155,173.81818181818181,189,207,232,247]
[5506048,55,6,48,24,31,36,44,50,56,64,68,75,87,89,94,109,122,147,155.12727272727273,181,194,214,236.52727272727273]
[5506052,55,6,52,24,29,35,41,48,54,61,64,72,75,80,88,106,117,139,149,164,188,196,208]
[5506056,55,6,56,24,28,35,39,47,52,55,63,70,71,78,82,101,113,122,140,158,176.12727272727273,187,195]
[5506060,55,6,60,24,29,33,38,43,48,55,60,64,71,75,80,95,108,116,132,153,158,179,187]
[5506066,55,6,66,22,28,31,36,40,47,50,56,62,65,73,73,86,102,112,128,136,142.70909090909092,160,180.81818181818181]
[5507044,55,7,44,28,36,44,53,59,70,75,87,97,102,111,120,135,152.12727272727273,178,189,219,235.8909090909091,257,274]
[5507048,55,7,48,27,34,43,51,56,65,72,76,89,98,103,110,120,134.52727272727273,171,184,207,228,241,263]
[5507052,55,7,52,26,33,39,46,55,62,69,74,86,91,100,105,116,125.94545454545455,160,174.85454545454544,190,207,234,252]
[5507056,55,7,56,25,31,38,46,53,55,64,70,79,87,92,101,111,118,148,158.43636363636364,182,203,221,239.83636363636364]
[5507060,55,7,60,24,30,36,41,49,56,64,68,72,81,93,94,108,111,140,140.87272727272727,169,192,203,224]
[5507066,55,7,66,24,30,36,40,48,52,58,65,70,74,83,84,103,106.25454545454545,129,133.70909090909092,159,177,196,208]
[5509044,55,9,44,34,46,55,67,74,87,98,105,116,135,137,158,169,199,229,240,284]
[5509048,55,9,48,32,40,53,61,69,81,97,103,107,118,129,139,165,183,208,237.74545454545455,259,291]
[5509052,55,9,52,33,43,52,65,73,77,90,104,105,114,125,133,157,177.03636363636363,203,231,249,273,301]
[5509056,55,9,56,32,43,51,59,67,75,87,92,105,107,117,128,143,161,193,217,242,259,286,302]
[5509060,55,9,60,32,40,47,56,67,71,80,93,95,108,109,118,139,144.52727272727273,188,199,224,247.85454545454544,277,291]
[5509066,55,9,66,31,39,46,54,61,71,78,83,91,97,111,113,127,136.05454545454546,172,185.45454545454547,207,222.45454545454547,255,269]
[5511044,55,11,44,43,55,67,87,97,106,126,137,158,178,180,193,208,246,285]
[5511048,55,11,48,39,54,65,76,89,103,112,128,139,160,171,183,197,235,263,272]
[5511052,55,11,52,37,52,62,73,88,99,105,115,131,142,161,174,185,211,243,266,302]
[5511056,55,11,56,39,48,60,68,80,93,102,107,118,134,146,166,174,198,230,259,290,304]
[5511060,55,11,60,37,47,58,67,77,82,95,108,110,121,137,148,164,191,227,248.29090909090908,275,289]
[5511066,55,11,66,36,45,54,65,74,82,97,98,113,117,126,141,151,184.34545454545454,206,226,261,275,301,308]
[6005048,60,5,48,27,33,39,44,51,57,63,69,76,87,89,94,98,108,128,152.38333333333333,164,180,190,207.73333333333332]
[6005052,60,5,52,27,31,36,44,47,52,60,65,69,77,85,90,94,103,125,133,155,168,179,189]
[6005056,60,5,56,24,30,34,41,45,52,59,63,69,74,78,87,90,100,116,128,139,155.80000000000001,173,185]
[6005060,60,5,60,24,29,34,40,45,49,53,60,66,70,75,80,87,95,112,121,135,145,164,175]
[6005066,60,5,66,24,30,33,36,42,47,51,56,61,67,72,73,81,92,102,117,123,133,148,167]
[6005072,60,5,72,25,27,31,36,39,45,48,56,56,63,69,70,75,83,99,110,118,129,144,150]
[6006048,60,6,48,29,36,41,49,60,67,72,80,93,93,112,113,119,128,156,173.8,189,205,227,242]
[6006052,60,6,52,28,33,39,48,57,62,69,78,80,94,94,113,116,122,147,159,181,195,214,236.95]
[6006056,60,6,56,25,33,39,48,51,58,66,69,79,83,95,96,106,106.81666666666666,139,150,174,187,198,222]
[6006060,60,6,60,24,32,39,43,50,57,63,70,75,83,83,96,101,102.81666666666666,123,133,165,176.3,187,205]
[6006066,60,6,66,24,32,34,42,50,52,61,65,69,77,84,85,96,98,119,126,151,167,179,196]
[6006072,60,6,72,24,28,34,41,44,52,54,63,68,71,75,87,87,93,113,119,145,156,169,182.01666666666668]
[6008048,60,8,48,34,43,56,64,72,80,93,112,123,125,136,148,155,173,194,233,248,262]
[6008052,60,8,52,31,40,50,58,72,81,94,103,114,125,127,139,146,174,191,209,231,251,276,292]
[6008056,60,8,56,31,38,49,58,66,75,83,96,104,116,127,129,139,148,176,192,215,240,251,269]
[6008060,60,8,60,32,39,47,53,61,69,77,85,98,106,118,122,124,140,170,184,205,229,242,260]
[6008066,60,8,66,33,41,46,53,62,70,78,82,90,100,108,120,122,123,161,171,198,207,231,251]
[6008072,60,8,72,31,36,46,52,59,66,73,80,90,92,104,110,114,118,150,158,190,202,226,244]
[6010048,60,10,48,37,49,60,74,87,97,105,118,137,138,167,180,190,233,245,264]
[6010052,60,10,52,38,50,64,71,88,97,103,113,130,138,160,173,181,208,237,257]
[6010056,60,10,56,37,46,58,65,76,90,104,105,123,131,143,160,172,193,228,251,281,305]
[6010060,60,10,60,37,45,57,66,73,86,93,104,111,126,134,159,167,182,217,244,270,288]
[6010066,60,10,66,37,49,56,65,74,85,95,102,120,122,134,145,146,164,199,218,242,262,292,307]
[6010072,60,10,72,33,42,50,59,69,74,83,96,98,111,111,121,142,158,193,201,226,250,281,296]
[6012048,60,12,48,46,59,75,87,102,111,135,158,169,181,194,207,233,250,291]
[6012052,60,12,52,45,57,69,88,98,104,118,139,160,169,183,196,206,241,283]
[6012056,60,12,56,41,55,66,77,91,104,113,129,140,162,174,185,198,235,266,285]
[{"$f":"B393*100000+C393*1000+D393","v":6012060},60,12,60,39,54,64,74,91,102,106,121,133,145,165,177,188,205,245,263,309]
[6012066,60,12,66,41,53,62,77,87,100,110,119,134,147,164,171,182,194,230,251,283,297]
[6012072,60,12,72,38,50,60,69,77,86,100,110,114,127,142,151,165,183,218,245,270,286,314]
[6015048,60,15,48,64,80,102,124,136,158,170,189,209,235,252,267,293]
[6015052,60,15,52,57,74,94,114,127,150,161,182,193,212,232,252,268]
[6015056,60,15,56,53,71,83,104,127,140,153,171,186,198,215,234,247,276]
[6015060,60,15,60,51,68,83,98,118,132,144,162,178,189,207,219,235,261,308]
[6015066,60,15,66,49,62,81,87,110,123,136,153,167,183,193,210,217,253,289]
[6015072,60,15,72,46,64,77,90,106,125,139,142,160,171,179,200,208,248,276,289]
[6506052,65,6,52,30,39,45,54,61,69,78,83,95,97,115,116,122,137,157,174,192,208,227,240]
[6506056,65,6,56,29,35,42,49,58,63,70,80,84,97,97,117,119,129,148,159,181,201,206,231]
[6506060,65,6,60,29,34,41,50,56,64,71,76,82,92,98,99,111,117,139,150,173,190,198,212]
[6506066,65,6,66,26,33,40,45,51,58,65,73,78,83,87,100,103,106,124,142,165,178,188,200]
[6506072,65,6,72,27,32,37,43,49,54,60,68,76,80,87,89,93,97,117,129,147,164,171,186]
[6508052,65,8,52,38,44,58,66,74,83,97,115,127,129,141,153,161,174,195,234,249,262,286]
[6508056,65,8,56,34,43,52,63,74,83,97,105,118,129,131,143,151,168,183,209,231,251,277,286]
[6508060,65,8,60,33,41,51,60,69,77,85,99,108,119,130,133,139,151,179,204,214,239,260,269]
[6508066,65,8,66,33,42,49,56,63,75,80,89,101,110,122,124,135,141,170,190,204,229,244,252]
[6508072,65,8,72,39,42,47,56,65,73,78,89,92,104,113,125,131,137,166,182,201,213,238,249]
[6509052,65,9,52,38,49,62,74,83,97,116,128,129,142,153,158,169,190,229,249,284]
[6509056,65,9,56,39,48,59,68,81,98,106,118,130,142,144,155,161,183,208,238,259,273]
[6509060,65,9,60,38,47,58,69,78,86,100,109,120,132,145,146,152,177,199,226,240,261,294]
[6509066,65,9,66,37,44,53,64,72,81,89,103,112,124,136,138,144,162,196,209,235,254,286,305]
[6509072,65,9,72,35,44,52,62,71,79,91,91,108,115,127,140,140,153,182,195,225,249,266,285]
[6510052,65,10,52,41,58,67,82,97,116,128,131,154,155,168,180,191,233,245,276]
[6510056,65,10,56,40,52,68,77,91,107,119,132,144,151,165,175,181,208,238,262,289]
[6510060,65,10,60,40,51,61,74,87,100,109,122,134,146,162,172,182,199,228,254,280,298]
[6510066,65,10,66,39,50,60,72,82,90,103,113,125,138,140,163,169,183,218,245,263,274,296]
[6510072,65,10,72,37,47,56,67,76,87,93,110,127,129,141,143,146,165,202,219,241,252,293]
[6511052,65,11,52,45,59,75,89,106,118,131,153,158,178,186,194,209,237,273]
[6511056,65,11,56,44,60,69,85,99,119,132,144,156,161,182,187,197,226,262,269]
[6511060,65,11,60,44,55,70,79,92,109,122,134,147,162,170,184,186,214,245,258]
[6511066,65,11,66,42,54,64,73,90,104,113,125,139,147,164,166,180,188,237,248,296]
[6511072,65,11,72,41,51,62,77,88,93,110,118,131,144,156,173,169,186,228,240,265,270]
[6513052,65,13,52,55,72,89,106,130,142,156,169,180,194,208,231,248,267]
[6513056,65,13,56,53,69,86,99,120,133,146,161,171,186,202,218,242,257]
[6513060,65,13,60,50,64,77,93,108,131,134,158,164,180,188,201,220,245,299]
[6513066,65,13,66,49,62,75,87,102,122,134,137,161,167,179,195,205,233,277,290]
[6513072,65,13,72,46,58,72,85,90,113,127,138,141,170,171,174,187,194,251,256,314]
[7007056,70,7,56,30,39,46,56,64,71,83,88,102,102,110,121,136,167,178,203,218,244,257,275]
[7007060,70,7,60,30,37,44,52,61,66,73,85,90,102,105,111,131,160,172,193,208,234,251,263]
[7007066,70,7,66,30,35,44,51,58,67,73,75,87,93,104,106,122,145,164,176,190,208,233,240]
[7007072,70,7,72,29,34,42,47,54,60,69,76,78,89,94,102,116,133,144,160,187,200,215,233]
[7007078,70,7,78,28,34,40,47,50,58,63,71,78,83,90,96,109,119,139,151,179,190,201,208]
[7007084,70,7,84,29,35,39,44,51,57,65,69,72,80,85,94,103,114,129,143,171,179,192,202]
[7009056,70,9,56,37,45,56,67,75,88,102,110,122,128,154,168,180,203,229,249,283]
[7009060,70,9,60,35,45,54,65,73,89,99,105,114,129,131,159,165,189,218,247,262,279]
[7009066,70,9,66,38,48,56,67,74,86,92,106,112,122,127,149,160,178,211,227,254,264,297]
[7009072,70,9,72,37,45,56,64,69,77,89,100,108,114,124,131,145,163,198,211,235,257,285,295]
[7009078,70,9,78,36,45,53,60,66,76,87,93,102,110,116,118,140,153,183,201,225,250,267,282]
[7009084,70,9,84,35,45,50,59,67,72,81,94,95,103,113,118,128,148,176,192,217,226,248,271]
[7010056,70,10,56,38,53,60,75,88,100,106,118,137,161,168,180,192,233,251,264]
[7010060,70,10,60,41,55,65,71,88,102,109,122,130,157,161,175,184,208,240,254,287]
[7010066,70,10,66,42,51,62,70,85,91,105,109,123,132,157,161,173,195,228,243,278,287]
[7010072,70,10,72,38,47,59,66,78,88,94,106,112,127,133,155,162,181,218,233,262,277]
[7010078,70,10,78,37,46,55,65,71,79,94,96,108,115,130,137,151,176,203,227,247,262,290]
[7010084,70,10,84,36,47,55,63,72,80,92,98,109,112,121,133,144,167,194,207,228,255,282,298]
[7011056,70,11,56,45,60,71,87,102,108,127,138,162,178,185,204,218,249,282]
[7011060,70,11,60,44,57,66,85,90,104,114,129,157,162,180,189,207,236,262,271]
[7011066,70,11,66,43,53,67,76,88,105,106,117,132,160,166,176,181,212,244,259,305]
[7011072,70,11,72,42,55,62,70,82,94,108,109,119,136,148,167,176,203,233,251,295,302]
[7011078,70,11,78,40,50,61,73,80,92,98,110,118,124,140,141,169,192,226,242,273,284,310]
[7011084,70,11,84,39,49,59,68,78,84,97,102,116,124,129,144,154,185,209,228,262,278,304]
[7012056,70,12,56,50,63,76,88,103,113,129,157,170,181,194,207,234,253,293]
[{"$f":"B457*100000+C457*1000+D457","v":7012060},70,12,60,46,58,74,89,103,112,128,139,161,179,183,196,207,248,284]
[7012066,70,12,66,45,55,67,78,92,105,115,130,143,164,175,186,199,241,267,279,308]
[7012072,70,12,72,42,55,65,77,89,102,107,119,135,148,168,173,189,215,247,264,298]
[7012078,70,12,78,42,51,64,72,84,97,106,113,123,141,151,167,179,201,229,256,279,308]
[7012084,70,12,84,40,51,61,73,83,89,102,115,118,128,144,151,171,192,221,249,274,298,314]
[7014056,70,14,56,53,71,87,102,120,137,163,180,191,207,227,247,259,287]
[7014060,70,14,60,54,69,88,99,112,128,153,171,182,196,210,230,251,282]
[7014066,70,14,66,48,64,77,92,106,115,132,164,176,186,200,219,241,271,287]
[7014072,70,14,72,49,61,73,91,103,110,120,138,169,181,191,213,216,248,277]
[7014078,70,14,78,44,58,72,84,97,111,120,138,141,172,182,194,204,226,270,272]
[7014084,70,14,84,44,58,69,79,97,106,116,127,143,155,171,177,196,202,259,262,315]
[7508056,75,8,56,40,49,61,73,82,95,115,116,128,140,152,156,166,186,219,245,261,275]
[7508060,75,8,60,38,48,58,70,80,92,97,116,118,130,142,153,158,177,206,234,251,263,280]
[7508066,75,8,66,35,44,53,64,72,82,98,99,118,120,132,144,152,169,186,207,234,244,269,289]
[7508072,75,8,72,34,43,52,61,71,79,87,100,101,121,122,134,141,158,178,189,213,237,253,267]
[7508078,75,8,78,34,43,54,61,69,77,81,89,103,105,123,125,131,150,168,183,207,218,246,261]
[7510060,75,10,60,42,59,69,83,98,117,129,131,154,159,170,182,194,234,247,277]
[7510066,75,10,66,42,55,69,78,87,100,119,132,134,153,163,174,184,207,241,265,292]
[7510072,75,10,72,42,54,63,73,86,101,111,123,136,138,154,163,176,194,228,256,280,289]
[7510078,75,10,78,39,48,63,74,82,91,105,114,127,139,152,157,165,177,221,237,261,278]
[7510084,75,10,84,39,49,59,69,78,94,95,110,128,131,143,156,150,166,197,225,247,267,293]
[7512060,75,12,60,51,68,84,98,118,131,144,159,181,183,195,206,236,265]
[7512066,75,12,66,50,62,79,90,110,122,135,148,164,172,185,198,209,249,277]
[7512072,75,12,72,46,63,73,90,104,124,126,141,154,166,170,188,199,234,259,275]
[7512078,75,12,78,47,61,76,86,98,105,126,139,152,163,166,178,188,208,250,265,301]
[7512084,75,12,84,46,56,70,79,92,106,126,139,141,164,171,171,175,191,235,253,279,288]
[7514066,75,14,66,56,72,89,111,125,137,160,171,184,199,209,232,241,270]
[7514072,75,14,72,52,70,84,101,121,134,148,166,179,190,202,221,233,260,297]
[7514078,75,14,78,53,68,80,98,107,125,139,151,174,183,192,215,225,249,277]
[7514084,75,14,84,52,64,79,92,108,127,130,153,171,179,186,196,204,227,271,284]
[7514090,75,14,90,50,66,77,94,110,119,142,144,173,176,178,179,197,203,260,275]
[7515066,75,15,66,60,77,98,118,132,146,164,185,196,215,226,244,268,273]
[7515072,75,15,72,59,74,87,110,123,146,160,169,189,201,222,221,248,264,312]
[7515078,75,15,78,54,73,88,104,124,139,152,169,177,195,207,213,228,257,308]
[7515084,75,15,84,55,67,86,93,116,131,143,171,174,189,193,206,219,250,287,302]
[7515090,75,15,90,52,69,81,95,118,133,145,146,177,179,182,202,212,246,280,294]
[8008060,80,8,60,37,45,56,64,75,88,97,103,112,127,137,156,162,189,208,234,261,277]
[8008066,80,8,66,35,45,52,62,70,77,90,103,105,113,129,131,155,176,197,226,243,258,287]
[8008072,80,8,72,33,41,48,59,68,76,87,92,106,108,116,126,141,170,187,203,235,250,268,288]
[8008078,80,8,78,33,41,47,56,64,73,81,88,94,109,111,118,136,156,178,195,216,238,255,269]
[8008084,80,8,84,35,39,48,56,63,71,79,83,96,98,112,114,129,146,173,184,210,216,247,256]
[8008090,80,8,90,56,57,58,63,70,79,79,90,95,103,105,118,127,134,169,179,205,210,243,252]
[8010060,80,10,60,41,53,68,76,97,103,112,129,139,159,180,191,195,234,255,267]
[8010066,80,10,66,39,52,62,75,90,100,107,115,132,154,167,178,187,210,245,257]
[8010072,80,10,72,43,55,63,74,87,97,106,120,127,151,161,171,182,195,238,252]
[8010078,80,10,78,42,51,63,71,86,90,100,112,122,130,155,166,176,187,229,245,281,290]
[8010084,80,10,84,42,51,61,70,78,91,100,109,115,125,131,157,166,178,222,230,256,277]
[8010090,80,10,90,40,49,60,68,77,87,92,102,111,118,132,136,160,169,197,221,239,261,293]
[8012066,80,12,66,50,65,73,90,103,115,130,161,172,180,195,207,220,254,290]
[8012072,80,12,72,47,59,72,86,101,107,125,133,165,174,183,196,210,243,273]
[8012078,80,12,78,46,60,69,80,94,108,114,129,136,167,176,189,197,220,263,276]
[8012084,80,12,84,47,56,70,79,92,99,111,121,138,140,170,175,193,207,250,265,301]
[8012090,80,12,90,44,56,66,74,86,101,113,116,125,143,149,170,177,193,242,259,281,301]
[8012096,80,12,96,43,54,68,75,85,98,104,117,120,130,147,156,180,195,233,251,277,295,308]
[8014066,80,14,66,57,73,89,103,113,129,160,182,186,207,221,231,262,288]
[8014072,80,14,72,54,67,79,101,106,125,143,165,184,198,211,224,243,277]
[8014078,80,14,78,50,66,78,95,109,118,136,149,173,191,197,216,226,266,297]
[8014084,80,14,84,50,64,74,92,99,112,124,143,169,177,191,203,218,250,276]
[8014090,80,14,90,48,61,74,86,100,115,121,136,146,172,181,195,208,227,264,275]
[8014096,80,14,96,47,61,74,84,100,108,118,127,145,152,177,181,201,215,258,266]
[8016066,80,16,66,62,78,101,113,130,161,184,197,212,233,253,268,288,308]
[8016072,80,16,72,57,76,93,109,118,145,167,187,203,218,246,258,270,291]
[8016078,80,16,78,58,73,91,104,120,137,149,181,191,208,219,242,252,282]
[8016084,80,16,84,54,69,84,100,115,126,143,174,185,195,211,223,250,271,315]
[{"$f":"B521*100000+C521*1000+D521","v":8016090},80,16,90,54,70,80,101,114,119,144,155,180,191,207,220,233,267,306]
[8016096,80,16,96,55,68,81,94,110,121,133,155,164,186,201,211,226,264,298,302]
[9009072,90,9,72,46,55,64,81,92,98,117,119,141,143,159,160,182,202,233,238,287]
[9009084,90,9,84,48,50,60,75,84,88,102,121,124,135,148,154,165,180,218,228,254,286,298]
[9009090,90,9,90,56,57,62,72,85,88,99,105,125,128,138,152,159,174,211,218,251,272,294]
[9009096,90,9,96,57,58,64,69,80,91,98,107,110,128,131,142,155,170,199,208,246,263,290,302]
[9009102,90,9,102,57,59,62,69,75,87,95,105,112,130,133,134,146,167,191,196,241,257,281,296]
[9010072,90,10,72,48,61,72,85,99,118,130,142,155,160,170,182,186,236,248,255]
[9010084,90,10,84,49,58,69,81,97,115,117,137,148,153,165,173,177,210,240,252,292,307]
[9010090,90,10,90,50,56,66,79,89,100,107,126,129,141,157,167,176,186,232,248,283,292]
[9010096,90,10,96,48,56,66,74,87,95,108,113,129,133,153,159,168,173,217,223,259,268]
[9010102,90,10,102,48,57,65,76,84,97,105,115,124,131,137,155,162,170,200,222,245,257,288]
[9011072,90,11,72,51,65,78,99,119,120,143,150,172,182,188,208,219,240,273]
[9011084,90,11,84,50,62,74,87,100,113,126,138,150,166,177,192,194,215,258,288]
[9011090,90,11,90,51,59,72,85,93,107,128,129,142,158,170,182,188,204,250,272,291]
[9011096,90,11,96,53,60,71,81,95,105,113,132,134,148,167,174,183,194,242,266,296,310]
[9011102,90,11,102,57,61,70,82,94,101,116,124,138,150,163,167,177,191,235,254,278,292]
[9012078,90,12,78,53,68,79,102,111,124,149,162,172,183,193,210,225,258,276]
[9012084,90,12,84,52,65,79,91,105,125,137,149,166,176,188,195,213,245,270,277]
[9012090,90,12,90,52,68,79,89,106,126,128,151,152,169,182,190,205,219,262,269]
[9012096,90,12,96,52,63,76,90,103,110,129,132,153,156,175,185,198,210,252,265,293]
[9012108,90,12,108,55,64,76,85,97,107,115,135,137,160,168,179,183,198,237,261,290,295]
[9015078,90,15,78,66,82,99,121,145,148,179,188,201,216,237,252,270]
[9015084,90,15,84,62,76,97,122,125,149,169,183,192,204,220,247,252,296]
[9015090,90,15,90,60,78,90,106,127,140,153,178,183,200,213,221,249,284,308]
[9015096,90,15,96,58,72,93,108,129,131,154,173,176,196,198,218,226,272,300]
[9015108,90,15,108,59,72,87,101,115,136,139,168,172,183,186,206,218,263,275,299]
[9018078,90,18,78,74,99,120,145,159,177,198,215,238,253,270,292]
[9018084,90,18,84,73,89,113,137,151,169,192,207,216,244,260,272,298]
[9018090,90,18,90,70,90,106,129,153,166,185,198,212,228,250,267,280]
[9018096,90,18,96,68,87,108,131,144,158,179,192,204,220,235,260,275,291]
[9018108,90,18,108,64,85,103,120,139,151,172,189,192,216,231,243,263,276]
[10010078,100,10,78,52,58,68,79,92,106,115,131,140,161,182,190,201,236,257,278]
[10010084,100,10,84,53,58,69,77,93,102,109,118,133,156,165,185,194,210,249,262,294]
[10010096,100,10,96,56,62,68,84,87,102,108,125,126,150,162,179,186,202,241,252,282]
[10010102,100,10,102,57,61,66,77,89,100,106,121,127,133,159,169,182,191,234,242,277]
[10010108,100,10,108,58,61,67,76,87,92,106,107,127,130,154,162,174,176,218,224,261,275]
[10012078,100,12,78,56,70,86,97,112,124,158,173,182,188,209,222,241,254]
[10012084,100,12,84,55,68,84,98,107,126,133,163,176,185,191,211,224,243,287]
[10012096,100,12,96,55,66,75,91,102,111,116,131,158,179,184,196,209,232,270,286]
[10012102,100,12,102,55,62,73,90,95,113,118,133,141,174,179,191,204,222,257,272]
[10012108,100,12,108,55,62,72,85,97,106,117,123,139,149,175,186,199,200,248,260,299]
[10015078,100,15,78,67,86,104,115,133,172,184,207,213,236,261,276,296]
[10015084,100,15,84,61,78,94,113,128,164,175,188,211,223,241,267,281]
[10015096,100,15,96,61,72,93,105,118,133,170,179,194,219,224,238,252,286]
[10015102,100,15,102,60,74,85,102,117,125,144,175,187,201,209,234,241,272,312]
[10015108,100,15,108,59,73,87,103,118,123,140,149,179,200,204,230,238,261,303]
[10016084,100,16,84,69,80,106,117,133,164,188,202,214,237,257,268,293]
[10016096,100,16,96,63,75,98,115,124,140,173,195,200,220,239,245,268,302]
[10016102,100,16,102,62,74,97,111,118,136,154,178,196,210,224,237,252,292]
[10016108,100,16,108,62,76,87,104,118,129,148,173,192,202,216,230,246,280]
[10016120,100,16,120,64,76,86,104,116,128,140,161,188,190,211,219,243,270,303,309]
[10017084,100,17,84,70,88,107,127,145,168,189,213,237,245,266,294,302]
[10017096,100,17,96,65,80,99,115,135,151,182,194,211,234,250,268,277,302]
[10017102,100,17,102,66,79,98,118,127,144,175,187,204,224,242,255,268,300]
[10017108,100,17,108,65,78,91,107,120,140,160,181,203,218,235,240,261,286]
[10017120,100,17,120,67,78,93,110,125,133,149,168,189,212,216,235,248,274]
[10018084,100,18,84,70,94,109,134,164,187,203,215,238,261,282,292]
[10018096,100,18,96,65,84,100,120,140,172,195,208,221,247,268,276,293]
[10018102,100,18,102,66,84,102,118,137,154,189,201,215,230,253,269,284]
[10018108,100,18,108,68,82,104,119,130,148,182,195,206,224,244,263,268,285]
[10018120,100,18,120,69,84,98,113,129,142,163,192,197,219,236,251,265,278]
[10020084,100,20,84,77,103,118,146,178,201,219,240,264,295]
[10020096,100,20,96,73,99,115,125,153,188,212,225,252,269,284,307]
[{"$f":"B585*100000+C585*1000+D585","v":10020102},100,20,102,71,89,114,129,147,181,204,219,238,261,278,299,314]
[10020108,100,20,108,71,89,110,126,149,164,202,211,230,252,270,291,298]
[10020120,100,20,120,71,89,102,120,133,164,200,205,222,240,262,269,289,314]
[11010084,110,10,84,61,69,82,94,100,120,143,144,160,172,184,188,209,236,266,271]
[11010096,110,10,96,63,69,81,91,98,107,125,142,154,166,181,184,201,208,261,264,297]
[11010108,110,10,108,64,69,75,86,95,105,113,131,133,160,171,181,185,190,248,252,288]
[11010114,110,10,114,67,72,76,86,96,108,115,133,136,154,158,173,182,188,238,242,280]
[11010120,110,10,120,66,72,76,83,90,100,111,128,137,140,157,166,176,177,230,238,274,278]
[11012084,110,12,84,66,74,88,109,122,144,162,175,186,199,218,224,250,255]
[11012096,110,12,96,66,74,88,101,125,127,151,170,179,187,194,214,224,248,280]
[11012108,110,12,108,68,75,84,95,111,132,136,159,168,174,190,197,209,230,276,284]
[11012114,110,12,114,66,75,84,102,107,126,134,156,158,170,186,193,201,226,271,275]
[11012120,110,12,120,67,74,82,96,109,126,135,158,161,168,179,188,192,202,252,260,299]
[11014084,110,14,84,71,84,102,123,147,160,182,186,208,222,244,271,274]
[11014096,110,14,96,69,83,100,124,136,150,165,178,191,213,223,236,257,264]
[11014108,110,14,108,69,78,99,108,128,142,155,174,186,197,210,220,239,260,304]
[11014114,110,14,114,69,79,93,105,124,133,157,167,182,194,202,212,230,257,298]
[11014120,110,14,120,69,80,90,106,126,135,158,160,179,189,198,204,226,234,294,310]
[11016096,110,16,96,72,89,106,126,149,168,182,196,217,231,250,271,287]
[11016102,110,16,102,74,89,108,127,152,156,178,195,212,220,242,262,278]
[11016108,110,16,108,73,83,104,127,142,158,175,188,206,213,234,249,261,292]
[11016114,110,16,114,74,86,105,114,135,161,162,186,200,209,226,242,256,282]
[11016120,110,16,120,75,88,99,117,138,152,165,183,184,205,210,237,252,270]
[11018096,110,18,96,77,99,125,148,167,190,208,215,240,257,284,297]
[11018102,110,18,102,80,101,127,139,153,182,204,210,232,247,273,290,299]
[11018108,110,18,108,77,94,111,131,157,174,198,207,224,241,264,279,293]
[11018114,110,18,114,79,97,113,134,159,163,192,204,218,238,258,272,285]
[11018120,110,18,120,79,91,110,136,152,166,185,197,209,235,241,266,272,288]
[11020096,110,20,96,82,106,139,154,185,206,219,242,260,288,300]
[11020102,110,20,102,81,109,130,154,173,198,212,236,253,279,295,312]
[11020108,110,20,108,83,106,132,145,169,192,210,229,246,273,285,308]
[11020114,110,20,114,86,101,134,147,161,185,208,224,238,263,280,304]
[11020120,110,20,120,77,93,113,128,154,167,193,215,230,248,271,297,302]
[12010096,120,10,96,69,76,82,89,94,112,138,152,168,178,189,199,208,242,263,286]
[12010102,120,10,102,69,75,83,86,92,110,134,148,164,174,186,196,207,219,262,274]
[12010108,120,10,108,82,83,86,95,100,108,126,145,161,170,184,194,205,214,258,268]
[12010114,120,10,114,82,83,86,90,95,109,127,140,158,166,179,185,197,206,254,262]
[12010120,120,10,120,83,84,86,92,97,102,113,133,153,155,174,177,188,200,245,254,260]
[12012096,120,12,96,71,82,90,100,125,130,168,177,188,198,220,238,254,296]
[12012102,120,12,102,72,80,88,101,116,130,156,167,184,190,203,223,240,282]
[12012108,120,12,108,72,81,90,99,105,128,134,159,181,188,196,214,226,268,298]
[12012114,120,12,114,71,82,87,95,106,121,135,155,168,187,188,208,218,252,286]
[12012120,120,12,120,72,80,88,93,107,123,133,138,163,185,187,201,211,226,269,276]
[12015096,120,15,96,77,90,109,125,134,178,189,202,222,238,252,279,296]
[12015102,120,15,102,78,88,103,118,132,169,179,198,216,231,245,261,284]
[12015108,120,15,108,80,90,101,115,133,160,178,195,209,224,237,252,276]
[12015114,120,15,114,78,88,98,117,122,137,176,186,201,212,234,241,269,282]
[12015120,120,15,120,78,89,99,110,124,140,167,180,189,204,230,238,247,275]
[12016096,120,16,96,80,90,109,128,163,175,192,213,238,249,268,283]
[12016102,120,16,102,78,92,110,120,137,172,191,206,228,240,262,282,296]
[12016108,120,16,108,80,90,100,120,133,168,184,199,220,231,246,269,287]
[12016114,120,16,114,81,91,101,117,135,145,180,197,202,228,238,255,281,288]
[12016120,120,16,120,79,90,99,118,126,147,177,190,199,225,228,245,265,278]
[12018096,120,18,96,85,95,116,136,178,198,214,237,252,279,295]
[12018102,120,18,102,83,97,113,138,174,192,209,229,243,266,288]
[12018108,120,18,108,84,94,115,129,170,188,204,221,233,256,273,306]
[12018114,120,18,114,85,96,116,123,143,183,199,212,230,249,264,294,304]
[12018120,120,18,120,84,95,105,125,140,179,192,204,227,243,258,282,295]
[12020096,120,20,96,89,110,130,166,189,213,237,254,280,296]
[12020102,120,20,102,87,105,123,150,182,209,230,245,269,288]
[12020108,120,20,108,88,101,121,142,174,205,223,239,255,284,302]
[12020114,120,20,114,87,103,119,138,176,201,215,230,254,281,295,309]
[12020120,120,20,120,90,102,121,133,150,186,208,223,242,263,288,305,310]
[12024096,120,24,96,96,121,168,192,220,244,271,312]
[{"$f":"B649*100000+C649*1000+D649","v":12024102},120,24,102,99,118,151,186,212,238,266,303]
[12024108,120,24,108,96,119,147,181,204,229,257,286,312]
[12024114,120,24,114,109,141,152,172,202,224,246,278,305]
[12024120,120,24,120,107,143,152,165,200,221,238,272,301]